## Read Me
This excel allows you to add an AC Power Limit to your HelioScope CSV exports.
Learn more about HelioScope CSV exports in this Help Article
http://help.helioscope.com/article/164-hourly-report-csv
1) | Copy and paste Hourly Production Report CSV table (from HelioScope) into "Raw CSV" tab
2) | Set AC Power Limit (kW) in "AC Limit" tab
3) | Monthly values will be available on the "AC Limit" tab, hourly values will be on the "Hourly Recalculated" tab
Notes
* assumes a fixed maximum output for the entire array. Multiple inverters will be aggregated, which may not reflect reality
* recalculated grid_power assumes the same ratio between ac_power and grid_power. In reality, lower AC output should have lower wiring losses. This is the conservative approach.
* feel free to modify the excel model to meet your needs

## AC Limit
| AC Power Limit (kW) | 50
|  | Input from CSV |  | Output after power limit
|  | ac_power | grid_power | ac_power_limited | grid_power_limited
1 | January | 18321811.9783 | 18230206.5684 | 11546579.5783 | 11488848.3584
2 | February | 21036420.2963 | 20931240.1168 | 11608729.8963 | 11550687.0309
3 | March | 29111637.465 | 28966081.7407 | 14787368.365 | 14713432.5925
4 | April | 34350811.7471 | 34179058.0661 | 15735980.0471 | 15657300.11
5 | May | 38572358.2124 | 38379485.9814 | 16650765.4124 | 16567508.3467
6 | June | 39598204.9789 | 39400210.0903 | 16183280.7789 | 16102362.2227
7 | July | 41894501.6754 | 41685040.6063 | 16943671.0754 | 16858956.8719
8 | August | 39319749.1224 | 39123152.9983 | 16522434.7224 | 16439823.3803
9 | September | 32201419.6162 | 32040416.6583 | 14891967.0162 | 14817507.8236
10 | October | 25738134.0354 | 25609442.5041 | 13595639.0354 | 13527660.4739
11 | November | 20567602.486 | 20464766.9887 | 12030210.986 | 11970061.2689
12 | December | 17457799.1573 | 17370510.0488 | 11401579.7573 | 11344571.8213

## Raw CSV
hour_index | timestamp | global_horizontal_irradiance | direct_normal_irradiance | diffuse_horizontal_irradiance | dry_bulb_temperature | windspeed | albedo | solar_altitude_angle | solar_azimuth_angle | solar_incident_angle | horizon_elevation_angle | tracker_roll_angle | adjusted_ghi | poa_direct_irradiance | poa_diffuse_irradiance | poa_reflected_irradiance | shaded_direct_irradiance | shaded_diffuse_irradiance | shaded_reflected_irradiance | effective_direct_irradiance | effective_diffuse_irradiance | effective_reflected_irradiance | soiled_irradiance | total_irradiance | nameplate_power | avg_cell_temp | module_irradiance_derated_power | module_mpp_power | module_power | optimizer_input_power | optimizer_output_power | optimal_dc_power | optimal_dc_voltage | inverter_overpower_loss | inverter_underpower_loss | inverter_overvoltage_loss | inverter_undervoltage_loss | actual_dc_power | actual_dc_voltage | ac_power | grid_power
1 | 1996-01-01 | 0 | 0 | 0 | 11.7 | 0 | 0.15
2 | 1996-01-01 01:00 | 0 | 0 | 0 | 11.1 | 2.1 | 0.15
3 | 1996-01-01 02:00 | 0 | 0 | 0 | 10.6 | 4.1 | 0.15
4 | 1996-01-01 03:00 | 0 | 0 | 0 | 14.4 | 3.6 | 0.15
5 | 1996-01-01 04:00 | 0 | 0 | 0 | 13.3 | 1.5 | 0.15
6 | 1996-01-01 05:00 | 0 | 0 | 0 | 13.9 | 3.6 | 0.15
7 | 1996-01-01 06:00 | 0 | 5 | 0 | 17.8 | 4.1 | 0.15
8 | 1996-01-01 07:00 | 64 | 243 | 37 | 15 | 2.6 | 0.15 | 6.2827 | 122.584 | 83.1191 | 0 |  | 64 | 29.521 | 38.2363 | 0.024354 | 27.9429 | 35.9451 | 0.024354 | 18.1782 | 34.3883 | 0 | 51.5151 | 51.4945 | 12746.8 | 17.7543 | 11428.9 | 11720.5 | 11649.3 | 11649.3 | 11486.2 | 11483.8 | 1488.59 | 0 | 0 | 3.1153 | 0 | 11480.7 | 950 | 11003.3 | 10948.3262
9 | 1996-01-01 08:00 | 162 | 331 | 69 | 16.7 | 0 | 0.15 | 16.3102 | 132.259 | 72.4784 | 0 |  | 162 | 99.5827 | 71.4639 | 0.061646 | 90.4832 | 67.0012 | 0.061646 | 80.2062 | 64.1008 | 0 | 141.421 | 141.417 | 35007.1 | 25.214 | 33649.7 | 33544 | 33389.2 | 33389.2 | 32921.8 | 32904.6 | 1464.39 | 0 | 0 | 23.1648 | 0 | 32881.4 | 950 | 32047.9 | 31887.7051
10 | 1996-01-01 09:00 | 330 | 510 | 117 | 18.9 | 0 | 0.15 | 24.7539 | 143.926 | 63.334 | 0 |  | 330 | 228.075 | 121.429 | 0.12557 | 169.087 | 113.749 | 0.12557 | 159.302 | 108.826 | 0 | 262.765 | 262.621 | 65018.8 | 34.7111 | 64082.4 | 61133.2 | 60667 | 60667 | 59713.4 | 59633.3 | 1420.89 | 0 | 0 | 19.4332 | 0 | 59613.9 | 950 | 58379.1 | 58087.1992
11 | 1996-01-01 10:00 | 497 | 688 | 144 | 21.1 | 1.5 | 0.15 | 30.9101 | 157.907 | 56.4342 | 0 |  | 497 | 379.68 | 151.182 | 0.18912 | 299.9 | 141.566 | 0.18912 | 288.117 | 135.44 | 0 | 415.086 | 415.044 | 102747 | 44.4392 | 102431 | 93710.9 | 93524.9 | 93524.9 | 90723.1 | 90549.4 | 1388.36 | 0 | 0 | -132.734 | 0 | 90682.2 | 945.791 | 89128.2 | 88682.5234
12 | 1996-01-01 11:00 | 520 | 662 | 151 | 22.2 | 4.6 | 0.15 | 34.0063 | 173.86 | 52.675 | 0 |  | 520 | 399.892 | 159.54 | 0.19788 | 361.899 | 149.329 | 0.19788 | 350.225 | 142.868 | 0 | 483.231 | 482.82 | 119532 | 45.7787 | 119475 | 109636 | 109417 | 109417 | 107885 | 107710 | 1477.59 | 0 | 0 | 221.823 | 0 | 107488 | 950 | 105696 | 105167.1172
13 | 1996-01-01 12:00 | 333 | 396 | 114 | 22.2 | 4.1 | 0.15 | 33.531 | 190.465 | 52.7294 | 0 |  | 333 | 240.044 | 120.499 | 0.12672 | 229.269 | 112.736 | 0.12672 | 221.807 | 107.858 | 0 | 323.072 | 322.708 | 79888.1 | 38.3222 | 79136.6 | 75107.6 | 74878.2 | 74878.2 | 73829.9 | 73753.8 | 1522.97 | 0 | 0 | 108.359 | 0 | 73645.4 | 950 | 72251 | 71889.7031
14 | 1996-01-01 13:00 | 461 | 674 | 129 | 22.8 | 3.1 | 0.15 | 29.5691 | 205.992 | 56.5818 | 0 |  | 461 | 370.466 | 138.081 | 0.17542 | 337.56 | 129.132 | 0.17542 | 323.852 | 123.545 | 0 | 438.449 | 438.212 | 108480 | 45.7118 | 108235 | 99463.8 | 98499.3 | 98499.3 | 96885.4 | 96736.4 | 1471.37 | 0 | 0 | 3.2376 | 0 | 96733.2 | 950 | 95155.4 | 94679.6484
15 | 1996-01-01 14:00 | 330 | 544 | 120 | 21.7 | 4.6 | 0.15 | 22.7402 | 219.368 | 63.5438 | 0 |  | 330 | 241.956 | 127.794 | 0.12557 | 198.976 | 119.459 | 0.12557 | 186.538 | 114.291 | 0 | 294.813 | 294.675 | 72964 | 36.0905 | 72120.4 | 68830.5 | 68453.8 | 68453.8 | 67495.3 | 67413.5 | 1447.32 | 0 | 0 | 79.2465 | 0 | 67334.2 | 949.999 | 66003 | 65673
16 | 1996-01-01 15:00 | 184 | 396 | 89 | 20 | 3.1 | 0.15 | 13.8223 | 230.473 | 72.7244 | 0 |  | 184 | 118.03 | 95.9727 | 0.070018 | 71.5016 | 89.657 | 0.070018 | 62.5345 | 85.7788 | 0 | 145.347 | 145.215 | 35951.3 | 27.5925 | 34618.7 | 34153.5 | 33975.8 | 33975.8 | 33500.1 | 33484.3 | 1547.33 | 0 | 0 | 24.557 | 0 | 33459.8 | 950 | 32605.3 | 32442.2773
17 | 1996-01-01 16:00 | 27 | 59 | 23 | 18.3 | 2.1 | 0.15 | 3.4744 | 239.718 | 83.3857 | 0 |  | 27 | 5.2927 | 23.7459 | 0.010274 | 2.7237 | 22.1732 | 0.010274 | 1.5521 | 21.2142 | 0 | 22.311 | 22.3035 | 5521.75 | 19.5204 | 4405.75 | 4491.14 | 4459.89 | 4459.89 | 4397.45 | 4397.2 | 1543.36 | 0 | 0 | 0.40072 | 0 | 4396.8 | 950 | 4184.88 | 4163.957
18 | 1996-01-01 17:00 | 0 | 0 | 0 | 16.7 | 2.6 | 0.15
19 | 1996-01-01 18:00 | 0 | 0 | 0 | 16.1 | 2.1 | 0.15
20 | 1996-01-01 19:00 | 0 | 0 | 0 | 14.4 | 1.5 | 0.15
21 | 1996-01-01 20:00 | 0 | 0 | 0 | 13.9 | 2.1 | 0.15
22 | 1996-01-01 21:00 | 0 | 0 | 0 | 13.9 | 0 | 0.15
23 | 1996-01-01 22:00 | 0 | 0 | 0 | 12.2 | 0 | 0.15
24 | 1996-01-01 23:00 | 0 | 0 | 0 | 11.7 | 2.6 | 0.15
25 | 1996-01-02 | 0 | 0 | 0 | 11.1 | 1.5 | 0.15
26 | 1996-01-02 01:00 | 0 | 0 | 0 | 11.1 | 0 | 0.15
27 | 1996-01-02 02:00 | 0 | 0 | 0 | 10.6 | 0 | 0.15
28 | 1996-01-02 03:00 | 0 | 0 | 0 | 10 | 2.1 | 0.15
29 | 1996-01-02 04:00 | 0 | 0 | 0 | 10 | 1.5 | 0.15
30 | 1996-01-02 05:00 | 0 | 0 | 0 | 10 | 0 | 0.15
31 | 1996-01-02 06:00 | 0 | 0 | 0 | 9.4 | 2.6 | 0.15
32 | 1996-01-02 07:00 | 57 | 114 | 44 | 12.2 | 1.5 | 0.15 | 6.2528 | 122.45 | 83.158 | 0 |  | 57 | 14.2012 | 44.8748 | 0.02169 | 13.4463 | 42.1294 | 0.02169 | 8.7239 | 40.3052 | 0 | 48.0485 | 48.0229 | 11888 | 14.9005 | 10570.4 | 10962.8 | 10908.5 | 10908.5 | 10755.8 | 10754 | 1535.66 | 0 | 0 | 2.6439 | 0 | 10751.4 | 950 | 10291.3 | 10239.8311
33 | 1996-01-02 08:00 | 214 | 435 | 92 | 15 | 3.1 | 0.15 | 16.299 | 132.117 | 72.4988 | 0 |  | 214 | 130.575 | 94.9071 | 0.081434 | 118.582 | 88.967 | 0.081434 | 105.086 | 85.1159 | 0 | 186.398 | 186.189 | 46088.4 | 24.7349 | 44842.4 | 44770.6 | 44548 | 44548 | 43924.3 | 43893.9 | 1459.51 | 0 | 0 | 40.8751 | 0 | 43853 | 950 | 42823.4 | 42609.3281
34 | 1996-01-02 09:00 | 340 | 506 | 128 | 20 | 3.6 | 0.15 | 24.7669 | 143.776 | 63.33 | 0 |  | 340 | 226.924 | 132.666 | 0.12938 | 168.873 | 124.272 | 0.12938 | 159.094 | 118.893 | 0 | 272.427 | 272.199 | 67390.9 | 33.9117 | 66484.1 | 63751.3 | 63282.5 | 63282.5 | 62336.2 | 62251.1 | 1435.41 | 0 | 0 | 24.1789 | 0 | 62227 | 949.999 | 60971.1 | 60666.2656
35 | 1996-01-02 10:00 | 491 | 664 | 150 | 22.2 | 3.6 | 0.15 | 30.9526 | 157.755 | 56.3993 | 0 |  | 491 | 366.654 | 157.26 | 0.18684 | 289.124 | 147.254 | 0.18684 | 277.792 | 140.881 | 0 | 410.3 | 410.031 | 101504 | 43.1561 | 101163 | 93203.9 | 92922.6 | 92922.6 | 90332.1 | 90159.6 | 1390.91 | 0 | 0 | -66.7555 | 0 | 90226.4 | 946.268 | 88681.3 | 88237.8594
36 | 1996-01-02 11:00 | 549 | 718 | 148 | 22.8 | 6.2 | 0.15 | 34.0805 | 173.72 | 52.6058 | 0 |  | 549 | 434.424 | 156.458 | 0.20891 | 393.154 | 146.446 | 0.20891 | 380.523 | 140.109 | 0 | 510.219 | 509.605 | 126163 | 45.9394 | 126214 | 115741 | 115506 | 115506 | 113889 | 113692 | 1470.51 | 0 | 0 | 244.668 | 0 | 113448 | 950 | 111556 | 110998.3906
37 | 1996-01-02 12:00 | 536 | 726 | 135 | 23.3 | 6.7 | 0.15 | 33.6333 | 190.354 | 52.6291 | 0 |  | 536 | 439.36 | 143.882 | 0.20396 | 419.641 | 134.618 | 0.20396 | 406.062 | 128.793 | 0 | 524.158 | 523.517 | 129599 | 46.5364 | 129702 | 119051 | 118688 | 118688 | 117027 | 116827 | 1497.67 | 0 | 0 | 260.981 | 0 | 116566 | 950 | 114656 | 114082.375
38 | 1996-01-02 13:00 | 468 | 687 | 129 | 23.3 | 4.6 | 0.15 | 29.6912 | 205.918 | 56.4598 | 0 |  | 468 | 378.078 | 138.077 | 0.17809 | 344.819 | 129.128 | 0.17809 | 330.914 | 123.541 | 0 | 445.366 | 444.884 | 110133 | 45.0261 | 109916 | 101323 | 100446 | 100446 | 98689.5 | 98536.6 | 1476.45 | 0 | 0 | 12.5666 | 0 | 98524 | 950 | 96918.8 | 96434.1953
39 | 1996-01-02 14:00 | 334 | 599 | 102 | 23.3 | 5.7 | 0.15 | 22.8731 | 219.327 | 63.4104 | 0 |  | 334 | 267.077 | 110.172 | 0.1271 | 220.033 | 102.98 | 0.1271 | 206.397 | 98.5253 | 0 | 298.824 | 298.792 | 73984.9 | 37.1793 | 73169 | 69489.9 | 69086.5 | 69086.5 | 68119.3 | 68033.7 | 1431.07 | 0 | 0 | 77.6436 | 0 | 67956.1 | 950 | 66622.8 | 66289.6797
40 | 1996-01-02 15:00 | 172 | 434 | 67 | 23.3 | 3.6 | 0.15 | 13.9598 | 230.457 | 72.5866 | 0 |  | 172 | 130.192 | 73.6663 | 0.065451 | 78.8989 | 68.8063 | 0.065451 | 69.1153 | 65.8302 | 0 | 132.247 | 131.99 | 32678.2 | 30.0458 | 31341.7 | 30600.5 | 30422.6 | 30422.6 | 29996.7 | 29983.6 | 1547.32 | 0 | 0 | 20.0933 | 0 | 29963.5 | 950 | 29188.6 | 29042.6875
41 | 1996-01-02 16:00 | 30 | 86 | 23 | 22.2 | 2.1 | 0.15 | 3.6129 | 239.72 | 83.2475 | 0 |  | 30 | 9.4548 | 24.3951 | 0.011416 | 4.9001 | 22.7609 | 0.011416 | 2.8326 | 21.7766 | 0 | 24.117 | 24.1091 | 5968.95 | 23.5192 | 4833.1 | 4857.64 | 4824.48 | 4824.48 | 4756.93 | 4756.64 | 1529.12 | 0 | 0 | 0.45627 | 0 | 4756.18 | 950 | 4528.74 | 4506.1011
42 | 1996-01-02 17:00 | 0 | 0 | 0 | 18.9 | 3.1 | 0.15
43 | 1996-01-02 18:00 | 0 | 0 | 0 | 16.7 | 3.1 | 0.15
44 | 1996-01-02 19:00 | 0 | 0 | 0 | 16.1 | 2.6 | 0.15
45 | 1996-01-02 20:00 | 0 | 0 | 0 | 16.1 | 2.1 | 0.15
46 | 1996-01-02 21:00 | 0 | 0 | 0 | 15 | 2.6 | 0.15
47 | 1996-01-02 22:00 | 0 | 0 | 0 | 12.8 | 0 | 0.15
48 | 1996-01-02 23:00 | 0 | 0 | 0 | 12.8 | 1.5 | 0.15
49 | 1996-01-03 | 0 | 0 | 0 | 11.7 | 0 | 0.15
50 | 1996-01-03 01:00 | 0 | 0 | 0 | 10.6 | 0 | 0.15
51 | 1996-01-03 02:00 | 0 | 0 | 0 | 10.6 | 0 | 0.15
52 | 1996-01-03 03:00 | 0 | 0 | 0 | 10 | 0 | 0.15
53 | 1996-01-03 04:00 | 0 | 0 | 0 | 9.4 | 0 | 0.15
54 | 1996-01-03 05:00 | 0 | 0 | 0 | 8.9 | 0 | 0.15
55 | 1996-01-03 06:00 | 0 | 16 | 0 | 10 | 2.1 | 0.15
56 | 1996-01-03 07:00 | 69 | 384 | 27 | 11.7 | 1.5 | 0.15 | 6.2285 | 122.31 | 83.1916 | 0 |  | 69 | 45.8337 | 28.3246 | 0.026257 | 43.3609 | 26.6638 | 0.026257 | 28.0731 | 25.5086 | 0 | 52.5101 | 52.4323 | 12978.3 | 14.6484 | 11680.8 | 12098.9 | 12003.8 | 12003.8 | 11835.8 | 11832.8 | 1429.57 | 0 | 0 | 3.4786 | 0 | 11829.3 | 950 | 11350.8 | 11294.0625
57 | 1996-01-03 08:00 | 242 | 695 | 47 | 13.9 | 1.5 | 0.15 | 16.294 | 131.97 | 72.5133 | 0 |  | 242 | 208.6 | 49.5249 | 0.092088 | 189.616 | 46.454 | 0.092088 | 168.007 | 44.4429 | 0 | 208.201 | 207.971 | 51477.5 | 25.5948 | 50331.6 | 49977.7 | 49647.6 | 49647.6 | 48827.2 | 48785.8 | 1426.47 | 0 | 0 | 50.1683 | 0 | 48735.7 | 949.889 | 47616 | 47377.8867
58 | 1996-01-03 09:00 | 406 | 822 | 62 | 17.2 | 0 | 0.15 | 24.7867 | 143.621 | 63.3193 | 0 |  | 406 | 368.076 | 65.0958 | 0.15449 | 274.789 | 60.9714 | 0.15449 | 258.876 | 58.3326 | 0 | 310.864 | 310.6 | 76901.9 | 35.8997 | 76243.8 | 71712 | 71029.9 | 71029.9 | 69201.5 | 69092 | 1448.93 | 0 | 0 | 6.1287 | 0 | 69085.9 | 948.779 | 67840.9 | 67501.6641
59 | 1996-01-03 10:00 | 525 | 881 | 72 | 19.4 | 2.1 | 0.15 | 31.0024 | 157.6 | 56.3573 | 0 |  | 525 | 486.911 | 75.7577 | 0.19978 | 383.304 | 70.925 | 0.19978 | 368.323 | 67.8558 | 0 | 427.455 | 427.178 | 105745 | 42.7746 | 105543 | 96614 | 96186.5 | 96186.5 | 91118.1 | 90929.5 | 1391.7 | 0 | 0 | -178.268 | 482.675 | 90625.1 | 942.116 | 89048.1 | 88602.8125
60 | 1996-01-03 11:00 | 583 | 904 | 77 | 19.4 | 3.1 | 0.15 | 34.1622 | 173.58 | 52.5292 | 0 |  | 583 | 547.98 | 81.2789 | 0.22185 | 495.171 | 76.0659 | 0.22185 | 479.335 | 72.7744 | 0 | 541.068 | 540.486 | 133811 | 47.6592 | 134003 | 121545 | 121158 | 121158 | 119451 | 119224 | 1463.86 | 0 | 0 | 246.076 | 0 | 118978 | 950 | 116985 | 116400.3281
61 | 1996-01-03 12:00 | 576 | 901 | 76 | 17.8 | 4.1 | 0.15 | 33.7428 | 190.245 | 52.5216 | 0 |  | 576 | 547.603 | 80.5993 | 0.21918 | 523.028 | 75.4036 | 0.21918 | 506.209 | 72.141 | 0 | 566.783 | 565.937 | 140099 | 46.0737 | 140375 | 128916 | 128506 | 128506 | 126707 | 126474 | 1511.75 | 0 | 0 | 304.545 | 0 | 126169 | 950 | 124082 | 123461.6484
62 | 1996-01-03 13:00 | 503 | 872 | 70 | 18.3 | 5.2 | 0.15 | 29.8195 | 205.848 | 56.3315 | 0 |  | 503 | 482.649 | 74.7175 | 0.19141 | 441.734 | 69.876 | 0.19141 | 424.05 | 66.8528 | 0 | 481.084 | 481.241 | 119135 | 41.1687 | 119093 | 111296 | 110189 | 110189 | 107446 | 107258 | 1466.99 | 0 | 0 | 132.695 | 0 | 107125 | 950 | 105376 | 104849.4766
63 | 1996-01-03 14:00 | 372 | 802 | 59 | 17.8 | 3.6 | 0.15 | 23.0115 | 219.291 | 63.2716 | 0 |  | 372 | 360.008 | 64.6382 | 0.14156 | 297.306 | 60.4154 | 0.14156 | 279.045 | 57.8019 | 0 | 330.11 | 329.49 | 81591.3 | 34.6398 | 80947.4 | 77331.2 | 76754.2 | 76754.2 | 75541.5 | 75425.9 | 1416.5 | 0 | 0 | -47.6925 | 0 | 75473.6 | 949.999 | 74108.7 | 73738.1328
64 | 1996-01-03 15:00 | 201 | 649 | 43 | 17.2 | 2.6 | 0.15 | 14.1018 | 230.447 | 72.4445 | 0 |  | 201 | 195.508 | 48.0293 | 0.076487 | 118.524 | 44.8553 | 0.076487 | 103.996 | 42.9152 | 0 | 143.973 | 143.822 | 35608.1 | 24.8927 | 34368.9 | 34051.3 | 33792.7 | 33792.7 | 33319.6 | 33301.4 | 1533.36 | 0 | 0 | 26.5603 | 0 | 33274.9 | 950 | 32451 | 32288.7871
65 | 1996-01-03 16:00 | 39 | 263 | 19 | 15.6 | 3.1 | 0.15 | 3.7551 | 239.729 | 83.1059 | 0 |  | 39 | 27.5776 | 21.4842 | 0.014841 | 14.3383 | 20.0116 | 0.014841 | 8.4193 | 19.1465 | 0 | 27.0145 | 26.9888 | 6682.62 | 17.0111 | 5530.44 | 5685.12 | 5634.91 | 5634.91 | 5556.03 | 5555.58 | 1492.64 | 0 | 0 | 0.63511 | 0 | 5554.95 | 950 | 5296.75 | 5270.269
66 | 1996-01-03 17:00 | 0 | 0 | 0 | 15 | 2.6 | 0.15
67 | 1996-01-03 18:00 | 0 | 0 | 0 | 15 | 2.6 | 0.15
68 | 1996-01-03 19:00 | 0 | 0 | 0 | 14.4 | 2.1 | 0.15
69 | 1996-01-03 20:00 | 0 | 0 | 0 | 14.4 | 2.6 | 0.15
70 | 1996-01-03 21:00 | 0 | 0 | 0 | 13.9 | 0 | 0.15
71 | 1996-01-03 22:00 | 0 | 0 | 0 | 12.2 | 0 | 0.15
72 | 1996-01-03 23:00 | 0 | 0 | 0 | 11.1 | 1.5 | 0.15
73 | 1996-01-04 | 0 | 0 | 0 | 10.6 | 1.5 | 0.15
74 | 1996-01-04 01:00 | 0 | 0 | 0 | 10 | 0 | 0.15
75 | 1996-01-04 02:00 | 0 | 0 | 0 | 9.4 | 0 | 0.15
76 | 1996-01-04 03:00 | 0 | 0 | 0 | 8.9 | 0 | 0.15
77 | 1996-01-04 04:00 | 0 | 0 | 0 | 8.9 | 0 | 0.15
78 | 1996-01-04 05:00 | 0 | 0 | 0 | 9.4 | 2.1 | 0.15
79 | 1996-01-04 06:00 | 0 | 0 | 0 | 9.4 | 0 | 0.15
80 | 1996-01-04 07:00 | 44 | 43 | 40 | 11.1 | 0 | 0.15 | 6.21 | 122.165 | 83.2198 | 0 |  | 44 | 4.36 | 40.1164 | 0.016743 | 4.1266 | 37.4858 | 0.016743 | 2.666 | 35.8642 | 0 | 37.7597 | 37.7484 | 9344.86 | 13.3726 | 8079.8 | 8427.85 | 8386.47 | 8386.47 | 8269.06 | 8268.13 | 1539.2 | 0 | 0 | 1.4844 | 0 | 8266.64 | 950 | 7892.65 | 7853.1865
81 | 1996-01-04 08:00 | 171 | 261 | 98 | 13.3 | 0 | 0.15 | 16.2952 | 131.818 | 72.5218 | 0 |  | 171 | 78.0485 | 99.9045 | 0.065071 | 71.042 | 93.597 | 0.065071 | 62.938 | 89.546 | 0 | 149.434 | 149.319 | 36962.7 | 22.2897 | 35609.5 | 35909.6 | 35726.9 | 35726.9 | 35226.8 | 35208.2 | 1490.53 | 0 | 0 | 26.6298 | 0 | 35181.5 | 950 | 34319.9 | 34148.3281
82 | 1996-01-04 09:00 | 245 | 250 | 140 | 15 | 2.6 | 0.15 | 24.8133 | 143.464 | 63.3021 | 0 |  | 245 | 112.303 | 143.197 | 0.09323 | 84.1987 | 134.082 | 0.09323 | 79.3225 | 128.28 | 0 | 203.45 | 203.287 | 50328.7 | 25.8734 | 49137.8 | 48810 | 48559.9 | 48559.9 | 47880 | 47841.9 | 1489.93 | 0 | 0 | 46.014 | 0 | 47795.9 | 950 | 46682 | 46448.6094
83 | 1996-01-04 10:00 | 401 | 456 | 167 | 15.6 | 2.1 | 0.15 | 31.0595 | 157.444 | 56.3081 | 0 |  | 401 | 251.423 | 173.693 | 0.15259 | 197.59 | 162.625 | 0.15259 | 189.892 | 155.587 | 0 | 338.57 | 338.433 | 83781.5 | 34.1186 | 83123.5 | 79687 | 79446 | 79446 | 77892.1 | 77764.6 | 1390.11 | 0 | 0 | -62.738 | 0 | 77827.3 | 950 | 76486 | 76103.5391
84 | 1996-01-04 11:00 | 397 | 346 | 203 | 15.6 | 1.5 | 0.15 | 34.2513 | 173.44 | 52.4452 | 0 |  | 397 | 210.015 | 209.25 | 0.15107 | 189.488 | 195.808 | 0.15107 | 183.459 | 187.335 | 0 | 363.378 | 362.955 | 89856.9 | 36.0101 | 89275.8 | 85379.5 | 85068.9 | 85068.9 | 83877.2 | 83773.6 | 1493.69 | 0 | 0 | 136.49 | 0 | 83637.1 | 950 | 82194.2 | 81783.2422
85 | 1996-01-04 12:00 | 526 | 665 | 156 | 16.1 | 4.1 | 0.15 | 33.8593 | 190.14 | 52.407 | 0 |  | 526 | 405.05 | 165.446 | 0.20016 | 386.873 | 154.791 | 0.20016 | 374.515 | 148.093 | 0 | 512.157 | 511.343 | 126584 | 41.6462 | 126637 | 118539 | 118180 | 118180 | 116526 | 116333 | 1512.81 | 0 | 0 | 265.194 | 0 | 116068 | 950 | 114168 | 113597.5156
86 | 1996-01-04 13:00 | 414 | 517 | 157 | 16.1 | 4.6 | 0.15 | 29.9542 | 205.783 | 56.1969 | 0 |  | 414 | 286.305 | 165.808 | 0.15754 | 262.956 | 155.064 | 0.15754 | 252.51 | 148.355 | 0 | 392.847 | 392.756 | 97231 | 35.2804 | 96781.8 | 92842 | 92120.7 | 92120.7 | 90598.9 | 90472.7 | 1485.33 | 0 | 0 | -32.1669 | 0 | 90504.9 | 950 | 89015.6 | 88570.5312
87 | 1996-01-04 14:00 | 317 | 503 | 120 | 15.6 | 3.6 | 0.15 | 23.1552 | 219.262 | 63.1276 | 0 |  | 317 | 226.38 | 127.753 | 0.12063 | 186.957 | 119.422 | 0.12063 | 175.578 | 114.255 | 0 | 284.037 | 283.78 | 70267.1 | 30.1037 | 69376.7 | 67762.3 | 67369.4 | 67369.4 | 66426.2 | 66347.2 | 1439.96 | 0 | 0 | 76.4716 | 0 | 66270.8 | 949.999 | 64946.5 | 64621.8008
88 | 1996-01-04 15:00 | 125 | 220 | 71 | 15 | 4.1 | 0.15 | 14.2482 | 230.443 | 72.2983 | 0 |  | 125 | 66.6802 | 74.8587 | 0.047566 | 40.4384 | 69.9532 | 0.047566 | 35.54 | 66.9272 | 0 | 100.418 | 100.344 | 24842.8 | 20.0131 | 23439.3 | 23832.8 | 23705.3 | 23705.3 | 23373.4 | 23366.1 | 1558.58 | 0 | 0 | 11.8655 | 0 | 23354.2 | 950 | 22618.2 | 22505.0723
89 | 1996-01-04 16:00 | 29 | 70 | 24 | 13.9 | 3.1 | 0.15 | 3.9009 | 239.745 | 82.961 | 0 |  | 29 | 7.0386 | 25.6897 | 0.011035 | 3.6754 | 23.969 | 0.011035 | 2.1882 | 22.9325 | 0 | 24.6182 | 24.6123 | 6093.41 | 15.1868 | 4950.42 | 5123.83 | 5089.04 | 5089.04 | 5017.8 | 5017.47 | 1536.88 | 0 | 0 | 0.51229 | 0 | 5016.96 | 950 | 4777.77 | 4753.8833
90 | 1996-01-04 17:00 | 0 | 0 | 0 | 13.9 | 2.1 | 0.15
91 | 1996-01-04 18:00 | 0 | 0 | 0 | 13.9 | 2.6 | 0.15
92 | 1996-01-04 19:00 | 0 | 0 | 0 | 13.9 | 2.1 | 0.15
93 | 1996-01-04 20:00 | 0 | 0 | 0 | 14.4 | 2.6 | 0.15
94 | 1996-01-04 21:00 | 0 | 0 | 0 | 13.9 | 0 | 0.15
95 | 1996-01-04 22:00 | 0 | 0 | 0 | 13.3 | 2.1 | 0.15
96 | 1996-01-04 23:00 | 0 | 0 | 0 | 13.9 | 2.6 | 0.15
97 | 1996-01-05 | 0 | 0 | 0 | 13.9 | 2.6 | 0.15
98 | 1996-01-05 01:00 | 0 | 0 | 0 | 13.9 | 3.1 | 0.15
99 | 1996-01-05 02:00 | 0 | 0 | 0 | 13.9 | 3.1 | 0.15
100 | 1996-01-05 03:00 | 0 | 0 | 0 | 13.3 | 2.1 | 0.15
101 | 1996-01-05 04:00 | 0 | 0 | 0 | 13.3 | 2.6 | 0.15
102 | 1996-01-05 05:00 | 0 | 0 | 0 | 13.9 | 2.6 | 0.15
103 | 1996-01-05 06:00 | 0 | 0 | 0 | 13.9 | 1.5 | 0.15
104 | 1996-01-05 07:00 | 24 | 0 | 24 | 13.9 | 3.1 | 0.15 | 6.1972 | 122.016 | 83.2426 | 0 |  | 24 | 0 | 23.756 | 0.0091327 | 0 | 22.2116 | 0.0091327 | 0 | 21.2507 | 0 | 20.8256 | 20.8174 | 5153.64 | 14.9884 | 4055.46 | 4196.87 | 4165.96 | 4165.96 | 4107.63 | 4107.41 | 1548.61 | 0 | 0 | 0.36321 | 0 | 4107.05 | 950 | 3907.85 | 3888.3145
105 | 1996-01-05 08:00 | 133 | 127 | 97 | 15 | 3.1 | 0.15 | 16.3028 | 131.663 | 72.5244 | 0 |  | 133 | 38.4668 | 97.9832 | 0.050611 | 35.0533 | 91.7501 | 0.050611 | 31.0528 | 87.7794 | 0 | 116.456 | 116.408 | 28816.8 | 21.0864 | 27401.9 | 27784.9 | 27664.2 | 27664.2 | 27276.9 | 27266.3 | 1508.07 | 0 | 0 | 15.9711 | 0 | 27250.3 | 950 | 26431.2 | 26299.0156
106 | 1996-01-05 09:00 | 124 | 0 | 124 | 15.6 | 2.6 | 0.15 | 24.8468 | 143.303 | 63.2783 | 0 |  | 124 | 0 | 123.392 | 0.047186 | 0 | 115.423 | 0.047186 | 0 | 110.429 | 0 | 108.221 | 108.169 | 26778.8 | 21.3857 | 25349.6 | 25689.2 | 25608.7 | 25608.7 | 25250.1 | 25242.1 | 1584.97 | 0 | 0 | 14.1242 | 0 | 25228 | 950 | 24416 | 24293.9121
107 | 1996-01-05 10:00 | 318 | 381 | 122 | 16.1 | 2.6 | 0.15 | 31.1238 | 157.286 | 56.2518 | 0 |  | 318 | 210.511 | 127.401 | 0.12101 | 165.157 | 119.29 | 0.12101 | 158.746 | 114.127 | 0 | 267.415 | 267.571 | 66238.2 | 30.4118 | 65304 | 63564.4 | 63428.2 | 63428.2 | 62070.5 | 61986.8 | 1382.24 | 0 | 0 | -7.372 | 0 | 61994.2 | 948.573 | 60747.5 | 60443.793
108 | 1996-01-05 11:00 | 404 | 80 | 359 | 16.1 | 3.6 | 0.15 | 34.3478 | 173.301 | 52.3538 | 0 |  | 404 | 48.6954 | 371.343 | 0.15373 | 43.9362 | 347.397 | 0.15373 | 42.5456 | 332.366 | 0 | 367.413 | 367.236 | 90914.9 | 34.869 | 90339.5 | 86987.5 | 86758.8 | 86758.8 | 85544.2 | 85448.6 | 1559.3 | 0 | 0 | 157.115 | 0 | 85291.5 | 949.999 | 83828.5 | 83409.3281
109 | 1996-01-05 12:00 | 455 | 585 | 129 | 17.2 | 2.6 | 0.15 | 33.9828 | 190.037 | 52.2854 | 0 |  | 455 | 356.719 | 137.643 | 0.17314 | 340.712 | 128.783 | 0.17314 | 329.906 | 123.211 | 0 | 444.054 | 443.548 | 109803 | 40.9244 | 109574 | 102866 | 102539 | 102539 | 101103 | 100957 | 1504.17 | 0 | 0 | 197.966 | 0 | 100759 | 950 | 99114.5 | 98618.9062
110 | 1996-01-05 13:00 | 469 | 813 | 63 | 16.7 | 3.6 | 0.15 | 30.0952 | 205.722 | 56.0561 | 0 |  | 469 | 452.026 | 67.3224 | 0.17847 | 415.27 | 62.9603 | 0.17847 | 398.91 | 60.2363 | 0 | 449.963 | 449.612 | 111304 | 39.6791 | 111133 | 104471 | 103442 | 103442 | 100706 | 100538 | 1466.2 | 0 | 0 | 142.918 | 0 | 100395 | 950 | 98762.9 | 98269.0625
111 | 1996-01-05 14:00 | 283 | 477 | 94 | 16.7 | 2.6 | 0.15 | 23.3041 | 219.238 | 62.9785 | 0 |  | 283 | 216.984 | 101.868 | 0.10769 | 179.466 | 95.2169 | 0.10769 | 168.646 | 91.0978 | 0 | 254.549 | 254.39 | 62991 | 30.3068 | 61995.2 | 60486.1 | 60106.6 | 60106.6 | 59265.1 | 59201.9 | 1442.98 | 0 | 0 | 60.4005 | 0 | 59141.5 | 950 | 57895.7 | 57606.2031
112 | 1996-01-05 15:00 | 187 | 565 | 46 | 16.7 | 4.6 | 0.15 | 14.3989 | 230.446 | 72.1479 | 0 |  | 187 | 173.741 | 51.1743 | 0.071159 | 105.403 | 47.795 | 0.071159 | 92.7884 | 45.7277 | 0 | 135.746 | 135.491 | 33544.9 | 23.3167 | 32269.9 | 32233.6 | 31993.1 | 31993.1 | 31545.2 | 31529.4 | 1546.46 | 0 | 0 | 23.6327 | 0 | 31505.8 | 950 | 30715.3 | 30561.7207
113 | 1996-01-05 16:00 | 46 | 107 | 38 | 15.6 | 3.6 | 0.15 | 4.0502 | 239.767 | 82.8129 | 0 |  | 46 | 11.4974 | 41.1743 | 0.017504 | 6.0481 | 38.4051 | 0.017504 | 3.6496 | 36.7444 | 0 | 39.5862 | 39.5553 | 9793.03 | 17.6216 | 8517.68 | 8751.22 | 8708.16 | 8708.16 | 8586.25 | 8585.29 | 1541.36 | 0 | 0 | 1.4992 | 0 | 8583.8 | 950 | 8198.79 | 8157.7939
114 | 1996-01-05 17:00 | 0 | 0 | 0 | 14.4 | 2.6 | 0.15
115 | 1996-01-05 18:00 | 0 | 0 | 0 | 14.4 | 2.1 | 0.15
116 | 1996-01-05 19:00 | 0 | 0 | 0 | 13.9 | 0 | 0.15
117 | 1996-01-05 20:00 | 0 | 0 | 0 | 13.3 | 0 | 0.15
118 | 1996-01-05 21:00 | 0 | 0 | 0 | 12.8 | 2.1 | 0.15
119 | 1996-01-05 22:00 | 0 | 0 | 0 | 12.2 | 0 | 0.15
120 | 1996-01-05 23:00 | 0 | 0 | 0 | 11.7 | 0 | 0.15
121 | 1996-01-06 | 0 | 0 | 0 | 11.7 | 0 | 0.15
122 | 1996-01-06 01:00 | 0 | 0 | 0 | 10.6 | 2.1 | 0.15
123 | 1996-01-06 02:00 | 0 | 0 | 0 | 10.6 | 0 | 0.15
124 | 1996-01-06 03:00 | 0 | 0 | 0 | 10 | 0 | 0.15
125 | 1996-01-06 04:00 | 0 | 0 | 0 | 10 | 0 | 0.15
126 | 1996-01-06 05:00 | 0 | 0 | 0 | 9.4 | 0 | 0.15
127 | 1996-01-06 06:00 | 0 | 19 | 0 | 9.4 | 0 | 0.15
128 | 1996-01-06 07:00 | 71 | 423 | 24 | 11.1 | 0 | 0.15 | 6.1902 | 121.861 | 83.2599 | 0 |  | 71 | 51.0899 | 25.2039 | 0.027018 | 48.3951 | 23.7146 | 0.027018 | 31.1688 | 22.6872 | 0 | 52.7789 | 52.7425 | 13054.8 | 14.2754 | 11763.9 | 12193.2 | 12092.7 | 12092.7 | 11923.4 | 11920.3 | 1413.47 | 0 | 0 | 3.5617 | 0 | 11916.7 | 950 | 11438.5 | 11381.3545
129 | 1996-01-06 08:00 | 243 | 717 | 41 | 13.3 | 1.5 | 0.15 | 16.3167 | 131.503 | 72.5209 | 0 |  | 243 | 215.704 | 43.0547 | 0.092469 | 196.741 | 40.3602 | 0.092469 | 174.289 | 38.6131 | 0 | 208.644 | 208.422 | 51590.6 | 25.0202 | 50449.4 | 50195.4 | 49786.9 | 49786.9 | 48891.6 | 48850.1 | 1430.73 | 0 | 0 | 48.3706 | 0 | 48801.7 | 949.48 | 47681.7 | 47443.3164
130 | 1996-01-06 09:00 | 406 | 835 | 55 | 15 | 2.1 | 0.15 | 24.8871 | 143.139 | 63.2478 | 0 |  | 406 | 375.072 | 57.8132 | 0.15449 | 283.614 | 54.1511 | 0.15449 | 267.211 | 51.8075 | 0 | 312.638 | 312.838 | 77455.3 | 32.1181 | 76813.5 | 73480 | 72847.7 | 72847.7 | 71019.2 | 70902.7 | 1451.17 | 0 | 0 | 82.544 | 0 | 70820.1 | 948.67 | 69565.4 | 69217.5938
131 | 1996-01-06 10:00 | 524 | 891 | 64 | 17.2 | 2.1 | 0.15 | 31.1954 | 157.126 | 56.1884 | 0 |  | 524 | 493.852 | 67.4139 | 0.1994 | 387.235 | 63.1142 | 0.1994 | 372.262 | 60.3829 | 0 | 423.992 | 424.492 | 105086 | 40.4277 | 104886 | 96821.4 | 96407.6 | 96407.6 | 91138.3 | 90951.6 | 1416.24 | 0 | 0 | -182.51 | 669.092 | 90465 | 943.063 | 88885.8 | 88441.3203
132 | 1996-01-06 11:00 | 578 | 878 | 83 | 16.7 | 5.7 | 0.15 | 34.4516 | 173.163 | 52.2551 | 0 |  | 578 | 535.424 | 87.4855 | 0.21995 | 482.361 | 81.8744 | 0.21995 | 467.184 | 78.3315 | 0 | 534.605 | 534.337 | 132294 | 41.5207 | 132461 | 123328 | 122624 | 122624 | 120227 | 119992 | 1440.94 | 0 | 0 | -418.884 | 0 | 120411 | 950 | 118386 | 117793.8906
133 | 1996-01-06 12:00 | 534 | 773 | 101 | 17.8 | 4.6 | 0.15 | 34.1134 | 189.937 | 52.1568 | 0 |  | 534 | 473.576 | 107.885 | 0.2032 | 452.327 | 100.939 | 0.2032 | 438.088 | 96.5712 | 0 | 523.966 | 523.078 | 129489 | 43.3447 | 129597 | 120413 | 120033 | 120033 | 118352 | 118148 | 1505.2 | 0 | 0 | 267.665 | 0 | 117881 | 950 | 115948 | 115368.4688
134 | 1996-01-06 13:00 | 423 | 463 | 191 | 19.4 | 5.7 | 0.15 | 30.2423 | 205.667 | 55.9091 | 0 |  | 423 | 258.141 | 200.906 | 0.16096 | 237.151 | 187.888 | 0.16096 | 227.888 | 179.759 | 0 | 399.495 | 399.326 | 98857.9 | 37.9492 | 98432 | 93513.9 | 92880.4 | 92880.4 | 91553.1 | 91428 | 1493.61 | 0 | 0 | 137.838 | 0 | 91290.2 | 950 | 89787.6 | 89338.6406
135 | 1996-01-06 14:00 | 344 | 601 | 105 | 19.4 | 4.6 | 0.15 | 23.4582 | 219.22 | 62.8244 | 0 |  | 344 | 274.124 | 113.258 | 0.1309 | 227.065 | 105.866 | 0.1309 | 213.508 | 101.286 | 0 | 308.499 | 308.089 | 76289.1 | 34.4456 | 75509.4 | 72456.4 | 71963.6 | 71963.6 | 70956 | 70862.4 | 1433.1 | 0 | 0 | 84.3141 | 0 | 70778.1 | 949.999 | 69425.5 | 69078.3281
136 | 1996-01-06 15:00 | 159 | 316 | 79 | 18.3 | 4.1 | 0.15 | 14.5538 | 230.456 | 71.9936 | 0 |  | 159 | 98.3654 | 85.3939 | 0.060504 | 59.6953 | 79.7733 | 0.060504 | 52.6385 | 76.3228 | 0 | 126.382 | 126.26 | 31259.1 | 24.6078 | 29889.6 | 29844.7 | 29689.1 | 29689.1 | 29273.4 | 29261.6 | 1560.01 | 0 | 0 | 18.826 | 0 | 29242.8 | 950 | 28465 | 28322.6445
137 | 1996-01-06 16:00 | 54 | 46 | 50 | 18.3 | 4.1 | 0.15 | 4.2028 | 239.796 | 82.6617 | 0 |  | 54 | 5.8689 | 52.5889 | 0.020549 | 3.1042 | 49.1295 | 0.020549 | 1.9019 | 47.0044 | 0 | 47.9282 | 47.905 | 11859.9 | 20.6933 | 10532.7 | 10702.6 | 10654.9 | 10654.9 | 10505.7 | 10504.3 | 1574.47 | 0 | 0 | 2.3761 | 0 | 10501.9 | 950 | 10045.1 | 9994.915
138 | 1996-01-06 17:00 | 0 | 0 | 0 | 16.7 | 2.1 | 0.15
139 | 1996-01-06 18:00 | 0 | 0 | 0 | 16.1 | 0 | 0.15
140 | 1996-01-06 19:00 | 0 | 0 | 0 | 15.6 | 0 | 0.15
141 | 1996-01-06 20:00 | 0 | 0 | 0 | 15.6 | 0 | 0.15
142 | 1996-01-06 21:00 | 0 | 0 | 0 | 13.9 | 0 | 0.15
143 | 1996-01-06 22:00 | 0 | 0 | 0 | 13.3 | 1.5 | 0.15
144 | 1996-01-06 23:00 | 0 | 0 | 0 | 12.8 | 0 | 0.15
145 | 1996-01-07 | 0 | 0 | 0 | 12.2 | 0 | 0.15
146 | 1996-01-07 01:00 | 0 | 0 | 0 | 11.7 | 0 | 0.15
147 | 1996-01-07 02:00 | 0 | 0 | 0 | 11.7 | 0 | 0.15
148 | 1996-01-07 03:00 | 0 | 0 | 0 | 11.1 | 0 | 0.15
149 | 1996-01-07 04:00 | 0 | 0 | 0 | 10.6 | 0 | 0.15
150 | 1996-01-07 05:00 | 0 | 0 | 0 | 10 | 0 | 0.15
151 | 1996-01-07 06:00 | 0 | 19 | 0 | 10.6 | 0 | 0.15
152 | 1996-01-07 07:00 | 71 | 418 | 25 | 11.7 | 0 | 0.15 | 6.1891 | 121.702 | 83.2718 | 0 |  | 71 | 49.9244 | 26.2048 | 0.027018 | 47.3157 | 24.6518 | 0.027018 | 30.4404 | 23.5839 | 0 | 52.9438 | 52.9976 | 13117.7 | 14.8907 | 11823.9 | 12230.5 | 12131.4 | 12131.4 | 11961.5 | 11958.4 | 1418.48 | 0 | 0 | 3.5881 | 0 | 11954.8 | 950 | 11475 | 11417.6133
153 | 1996-01-07 08:00 | 246 | 721 | 43 | 16.1 | 0 | 0.15 | 16.3369 | 131.34 | 72.5114 | 0 |  | 246 | 216.625 | 45.115 | 0.09361 | 197.758 | 42.2912 | 0.09361 | 175.202 | 40.4605 | 0 | 211.35 | 211.121 | 52257.9 | 28.8105 | 51123.9 | 50138.3 | 49767.7 | 49767.7 | 48946.2 | 48904.9 | 1432.98 | 0 | 0 | 49.8594 | 0 | 48855 | 949.866 | 47734 | 47495.3242
154 | 1996-01-07 09:00 | 411 | 842 | 57 | 19.4 | 0 | 0.15 | 24.9342 | 142.972 | 63.2108 | 0 |  | 411 | 378.091 | 59.8784 | 0.1564 | 287.46 | 56.0853 | 0.1564 | 270.844 | 53.658 | 0 | 318.012 | 318.413 | 78837.2 | 38.5701 | 78212 | 72818.2 | 72249.9 | 72249.9 | 70513 | 70399 | 1445.99 | 0 | 0 | 93.8511 | 0 | 70305.2 | 949.149 | 69052.3 | 68707.0703
155 | 1996-01-07 10:00 | 532 | 898 | 67 | 23.3 | 0 | 0.15 | 31.2742 | 156.965 | 56.1179 | 0 |  | 532 | 499.002 | 70.5237 | 0.20244 | 392.061 | 66.0255 | 0.20244 | 376.96 | 63.1682 | 0 | 431.326 | 430.508 | 106577 | 49.2187 | 106396 | 94505.1 | 93945.1 | 93945.1 | 88965.7 | 88787.8 | 1422.03 | 0 | 0 | -177.813 | 580.436 | 88385.2 | 942.68 | 86846.1 | 86411.8594
156 | 1996-01-07 11:00 | 592 | 920 | 71 | 24.4 | 2.6 | 0.15 | 34.5627 | 173.025 | 52.1491 | 0 |  | 592 | 563.3 | 74.9823 | 0.22527 | 507.476 | 70.1737 | 0.22527 | 491.608 | 67.1372 | 0 | 547.57 | 546.971 | 135423 | 53.6563 | 135642 | 119838 | 119150 | 119150 | 116448 | 116226 | 1453.49 | 0 | 0 | -787.187 | 0 | 117013 | 950 | 115046 | 114471.1328
157 | 1996-01-07 12:00 | 586 | 918 | 71 | 22.8 | 4.6 | 0.15 | 34.2508 | 189.84 | 52.0213 | 0 |  | 586 | 562.981 | 75.3203 | 0.22299 | 537.723 | 70.4654 | 0.22299 | 520.928 | 67.4165 | 0 | 576.577 | 575.904 | 142566 | 50.9245 | 142879 | 128609 | 128216 | 128216 | 126421 | 126185 | 1496.34 | 0 | 0 | 299.14 | 0 | 125886 | 950 | 123805 | 123186.2266
158 | 1996-01-07 13:00 | 515 | 890 | 65 | 21.1 | 5.2 | 0.15 | 30.3954 | 205.616 | 55.7561 | 0 |  | 515 | 500.386 | 69.4062 | 0.19597 | 460.387 | 64.9092 | 0.19597 | 442.564 | 62.1009 | 0 | 494.572 | 494.433 | 122401 | 44.5956 | 122413 | 112847 | 111750 | 111750 | 108747 | 108552 | 1469.3 | 0 | 0 | 164.39 | 0 | 108388 | 950 | 106614 | 106081.1641
159 | 1996-01-07 14:00 | 385 | 826 | 55 | 22.8 | 6.2 | 0.15 | 23.6173 | 219.208 | 62.6653 | 0 |  | 385 | 378.124 | 59.298 | 0.1465 | 313.217 | 55.4328 | 0.1465 | 294.702 | 53.0347 | 0 | 340.782 | 340.274 | 84262.9 | 38.2507 | 83672.1 | 78863.8 | 78219.3 | 78219.3 | 76767.6 | 76648.2 | 1412.28 | 0 | 0 | -262.107 | 0 | 76910.3 | 950 | 75536.2 | 75158.5
160 | 1996-01-07 15:00 | 215 | 686 | 40 | 22.2 | 5.2 | 0.15 | 14.7128 | 230.472 | 71.8354 | 0 |  | 215 | 214.708 | 44.7883 | 0.081814 | 130.344 | 41.8276 | 0.081814 | 115.127 | 40.0185 | 0 | 152.043 | 151.814 | 37586.4 | 29.4142 | 36384 | 35432.5 | 35161.1 | 35161.1 | 34668.8 | 34648.9 | 1546.36 | 0 | 0 | 29.4165 | 0 | 34619.5 | 950 | 33772.3 | 33603.4492
161 | 1996-01-07 16:00 | 47 | 326 | 19 | 20.6 | 2.6 | 0.15 | 4.3586 | 239.832 | 82.5076 | 0 |  | 47 | 41.9406 | 22.0437 | 0.017885 | 22.2575 | 20.5406 | 0.017885 | 13.8449 | 19.6526 | 0 | 32.8276 | 32.8073 | 8123.49 | 22.3548 | 6929.93 | 6986 | 6927.19 | 6927.19 | 6830.21 | 6829.55 | 1509.69 | 0 | 0 | 1.0271 | 0 | 6828.52 | 950 | 6522.57 | 6489.9526
162 | 1996-01-07 17:00 | 0 | 0 | 0 | 18.9 | 1.5 | 0.15
163 | 1996-01-07 18:00 | 0 | 0 | 0 | 17.2 | 3.6 | 0.15
164 | 1996-01-07 19:00 | 0 | 0 | 0 | 16.1 | 2.1 | 0.15
165 | 1996-01-07 20:00 | 0 | 0 | 0 | 15 | 1.5 | 0.15
166 | 1996-01-07 21:00 | 0 | 0 | 0 | 14.4 | 0 | 0.15
167 | 1996-01-07 22:00 | 0 | 0 | 0 | 13.9 | 0 | 0.15
168 | 1996-01-07 23:00 | 0 | 0 | 0 | 12.8 | 0 | 0.15
169 | 1996-01-08 | 0 | 0 | 0 | 12.2 | 2.6 | 0.15
170 | 1996-01-08 01:00 | 0 | 0 | 0 | 12.2 | 0 | 0.15
171 | 1996-01-08 02:00 | 0 | 0 | 0 | 11.1 | 0 | 0.15
172 | 1996-01-08 03:00 | 0 | 0 | 0 | 10.6 | 0 | 0.15
173 | 1996-01-08 04:00 | 0 | 0 | 0 | 10 | 0 | 0.15
174 | 1996-01-08 05:00 | 0 | 0 | 0 | 10.6 | 0 | 0.15
175 | 1996-01-08 06:00 | 0 | 27 | 0 | 10 | 0 | 0.15
176 | 1996-01-08 07:00 | 71 | 424 | 24 | 16.7 | 0 | 0.15 | 6.1938 | 121.538 | 83.2781 | 0 |  | 71 | 50.9233 | 25.1787 | 0.027018 | 48.2719 | 23.691 | 0.027018 | 31.0379 | 22.6647 | 0 | 52.6285 | 52.5931 | 13017.9 | 19.8664 | 11727.8 | 11912.7 | 11817 | 11817 | 11651.6 | 11648.5 | 1417.15 | 0 | 0 | 3.3977 | 0 | 11645.2 | 950 | 11174.9 | 11119.0283
177 | 1996-01-08 08:00 | 232 | 547 | 78 | 17.2 | 1.5 | 0.15 | 16.3634 | 131.172 | 72.4958 | 0 |  | 232 | 164.218 | 81.1476 | 0.088283 | 150.116 | 76.0924 | 0.088283 | 133.01 | 72.7984 | 0 | 201.692 | 201.729 | 49933.7 | 28.5438 | 48744.6 | 47926.3 | 47632 | 47632 | 46965.2 | 46928.7 | 1449.87 | 0 | 0 | 46.5189 | 0 | 46882.2 | 950 | 45795.5 | 45566.5469
178 | 1996-01-08 09:00 | 339 | 552 | 106 | 17.8 | 1.5 | 0.15 | 24.9882 | 142.803 | 63.1671 | 0 |  | 339 | 248.728 | 110.982 | 0.129 | 190.008 | 103.988 | 0.129 | 179.042 | 99.4873 | 0 | 272.959 | 272.778 | 67536 | 33.1392 | 66644.8 | 63983.2 | 63593.1 | 63593.1 | 62546.5 | 62473.8 | 1471.32 | 0 | 0 | 34.5768 | 0 | 62439.2 | 949.999 | 61188.4 | 60882.4102
179 | 1996-01-08 10:00 | 509 | 847 | 70 | 19.4 | 2.1 | 0.15 | 31.3602 | 156.802 | 56.0403 | 0 |  | 509 | 470.886 | 73.6288 | 0.19369 | 370.078 | 68.9323 | 0.19369 | 355.889 | 65.9493 | 0 | 413.402 | 413.81 | 102447 | 42.0431 | 102195 | 93857 | 93017.7 | 93017.7 | 87899.1 | 87725.3 | 1424.88 | 0 | 0 | -158.497 | 458.383 | 87425.4 | 943.387 | 85903.9 | 85474.375
180 | 1996-01-08 11:00 | 520 | 735 | 103 | 18.9 | 2.6 | 0.15 | 34.6811 | 172.888 | 52.0359 | 0 |  | 520 | 450.65 | 109.345 | 0.19788 | 405.992 | 102.349 | 0.19788 | 393.38 | 97.9202 | 0 | 481.474 | 481.352 | 119176 | 44.6465 | 119130 | 109567 | 108961 | 108961 | 107415 | 107229 | 1454.02 | 0 | 0 | 184.989 | 0 | 107044 | 950 | 105249 | 104722.9375
181 | 1996-01-08 12:00 | 564 | 837 | 92 | 17.2 | 3.1 | 0.15 | 34.3951 | 189.746 | 51.8789 | 0 |  | 564 | 515.709 | 98.5088 | 0.21462 | 492.574 | 92.1678 | 0.21462 | 477.316 | 88.1798 | 0 | 554.186 | 553.189 | 136943 | 46.1234 | 137168 | 125953 | 125559 | 125559 | 123801 | 123577 | 1505.97 | 0 | 0 | 290.441 | 0 | 123287 | 950 | 121255 | 120648.7109
182 | 1996-01-08 13:00 | 519 | 801 | 113 | 16.7 | 3.1 | 0.15 | 30.5546 | 205.57 | 55.5971 | 0 |  | 519 | 451.163 | 121.449 | 0.1975 | 416.233 | 113.579 | 0.1975 | 400.266 | 108.665 | 0 | 498.753 | 498.591 | 123433 | 42.7687 | 123441 | 114728 | 113766 | 113766 | 111356 | 111156 | 1464.77 | 0 | 0 | 69.8239 | 0 | 111086 | 950 | 109256 | 108710.125
183 | 1996-01-08 14:00 | 345 | 680 | 71 | 15.6 | 3.6 | 0.15 | 23.7814 | 219.202 | 62.5013 | 0 |  | 345 | 313.641 | 77.2204 | 0.13128 | 260.418 | 72.1793 | 0.13128 | 245.184 | 69.0568 | 0 | 307.956 | 307.736 | 76204.2 | 31.328 | 75451.2 | 73133.5 | 72570.9 | 72570.9 | 71550.2 | 71448.2 | 1425.8 | 0 | 0 | 75.5867 | 0 | 71372.6 | 949.999 | 70022.3 | 69672.1641
184 | 1996-01-08 15:00 | 219 | 722 | 34 | 15.6 | 2.6 | 0.15 | 14.8757 | 230.495 | 71.6734 | 0 |  | 219 | 226.479 | 37.4559 | 0.083336 | 137.535 | 34.991 | 0.083336 | 121.682 | 33.4774 | 0 | 152.057 | 151.998 | 37632.1 | 23.7301 | 36457.8 | 36192.5 | 35898.4 | 35898.4 | 35395.8 | 35374.2 | 1540.69 | 0 | 0 | 31.1535 | 0 | 35343 | 950 | 34493.1 | 34320.6719
185 | 1996-01-08 16:00 | 50 | 332 | 21 | 14.4 | 2.6 | 0.15 | 4.5176 | 239.875 | 82.3506 | 0 |  | 50 | 44.3431 | 24.3253 | 0.019026 | 23.6412 | 22.6718 | 0.019026 | 14.9065 | 21.6916 | 0 | 35.8662 | 35.7839 | 8860.42 | 16.314 | 7641.95 | 7873.92 | 7806.84 | 7806.84 | 7697.55 | 7696.75 | 1540.57 | 0 | 0 | 1.3264 | 0 | 7695.42 | 950 | 7356.22 | 7319.438
186 | 1996-01-08 17:00 | 0 | 0 | 0 | 12.8 | 3 | 0.15
187 | 1996-01-08 18:00 | 0 | 0 | 0 | 12.2 | 2.1 | 0.15
188 | 1996-01-08 19:00 | 0 | 0 | 0 | 11.7 | 0 | 0.15
189 | 1996-01-08 20:00 | 0 | 0 | 0 | 11.7 | 0 | 0.15
190 | 1996-01-08 21:00 | 0 | 0 | 0 | 11.7 | 2.1 | 0.15
191 | 1996-01-08 22:00 | 0 | 0 | 0 | 11.1 | 1.5 | 0.15
192 | 1996-01-08 23:00 | 0 | 0 | 0 | 11.7 | 0 | 0.15
193 | 1996-01-09 | 0 | 0 | 0 | 11.7 | 0 | 0.15
194 | 1996-01-09 01:00 | 0 | 0 | 0 | 10.6 | 0 | 0.15
195 | 1996-01-09 02:00 | 0 | 0 | 0 | 10 | 0 | 0.15
196 | 1996-01-09 03:00 | 0 | 0 | 0 | 9.4 | 2.1 | 0.15
197 | 1996-01-09 04:00 | 0 | 0 | 0 | 10 | 1.5 | 0.15
198 | 1996-01-09 05:00 | 0 | 0 | 0 | 10.6 | 2.6 | 0.15
199 | 1996-01-09 06:00 | 0 | 28 | 0 | 9.4 | 0 | 0.15
200 | 1996-01-09 07:00 | 74 | 468 | 22 | 10.6 | 0 | 0.15 | 6.2044 | 121.37 | 83.2789 | 0 |  | 74 | 56.2383 | 23.1306 | 0.028159 | 53.3357 | 21.7722 | 0.028159 | 34.2827 | 20.8289 | 0 | 54.0094 | 53.9798 | 13360.8 | 13.8499 | 12073.8 | 12526 | 12419.1 | 12419.1 | 12245.2 | 12241.7 | 1394.2 | 0 | 0 | 3.7891 | 0 | 12237.9 | 950 | 11753.8 | 11695.0234
201 | 1996-01-09 08:00 | 251 | 756 | 38 | 11.7 | 2.1 | 0.15 | 16.3963 | 131 | 72.4741 | 0 |  | 251 | 226.961 | 39.9185 | 0.095513 | 207.747 | 37.4208 | 0.095513 | 184.105 | 35.8009 | 0 | 215.508 | 215.255 | 53279.6 | 23.4784 | 52162.6 | 52199.6 | 51855 | 51855 | 50952.7 | 50908.1 | 1440.04 | 0 | 0 | 54.778 | 0 | 50853.3 | 949.754 | 49706 | 49457.4258
202 | 1996-01-09 09:00 | 418 | 870 | 51 | 13.3 | 2.1 | 0.15 | 25.049 | 142.63 | 63.1168 | 0 |  | 418 | 391.56 | 53.6294 | 0.15906 | 300.521 | 50.2327 | 0.15906 | 283.21 | 48.0587 | 0 | 324.643 | 324.924 | 80448.7 | 31.0794 | 79858.2 | 76694.1 | 76214.6 | 76214.6 | 74333 | 74222.2 | 1475.3 | 0 | 0 | 122.095 | 0 | 74100.1 | 949.306 | 72808.7 | 72444.6875
203 | 1996-01-09 10:00 | 520 | 890 | 57 | 15 | 1.5 | 0.15 | 31.4534 | 156.638 | 55.9556 | 0 |  | 520 | 496.393 | 60.0897 | 0.19788 | 390.793 | 56.2576 | 0.19788 | 375.882 | 53.8231 | 0 | 421.111 | 421.146 | 104262 | 38.6823 | 104060 | 96662.7 | 95900.7 | 95900.7 | 90092.2 | 89909 | 1433.68 | 0 | 0 | -136.983 | 857.537 | 89188.5 | 944.401 | 87632.4 | 87194.2812
204 | 1996-01-09 11:00 | 566 | 808 | 106 | 16.7 | 3.1 | 0.15 | 34.8067 | 172.751 | 51.9154 | 0 |  | 566 | 496.884 | 112.425 | 0.21538 | 446.961 | 105.232 | 0.21538 | 433.176 | 100.678 | 0 | 523.177 | 522.856 | 129457 | 44.0374 | 129573 | 119401 | 118574 | 118574 | 116831 | 116607 | 1443.96 | 0 | 0 | 159.924 | 0 | 116448 | 950 | 114492 | 113919.8516
205 | 1996-01-09 12:00 | 525 | 626 | 171 | 16.7 | 4.1 | 0.15 | 34.5461 | 189.655 | 51.7297 | 0 |  | 525 | 386.577 | 180.708 | 0.19978 | 368.693 | 169.069 | 0.19978 | 357.371 | 161.753 | 0 | 508.742 | 507.986 | 125752 | 42.0786 | 125790 | 117548 | 117078 | 117078 | 115438 | 115250 | 1519.27 | 0 | 0 | 261.239 | 0 | 114988 | 950 | 113109 | 112543.8359
206 | 1996-01-09 13:00 | 431 | 573 | 139 | 15.6 | 3.6 | 0.15 | 30.7197 | 205.529 | 55.4323 | 0 |  | 431 | 324.263 | 148.326 | 0.16401 | 300.046 | 138.715 | 0.16401 | 288.645 | 132.713 | 0 | 412.931 | 412.855 | 102208 | 36.7005 | 101847 | 97140.9 | 96401.8 | 96401.8 | 94740 | 94599.8 | 1478 | 0 | 0 | -22.8037 | 0 | 94622.6 | 950 | 93076.9 | 92611.4688
207 | 1996-01-09 14:00 | 328 | 481 | 133 | 15 | 3.6 | 0.15 | 23.9504 | 219.202 | 62.3326 | 0 |  | 328 | 222.982 | 141.208 | 0.12481 | 185.146 | 132.002 | 0.12481 | 174.427 | 126.292 | 0 | 294.705 | 294.336 | 72879.6 | 30.0431 | 72026.2 | 70393 | 69962.9 | 69962.9 | 68983.1 | 68903.2 | 1461.76 | 0 | 0 | 86.1169 | 0 | 68817.1 | 950 | 67471.8 | 67134.4219
208 | 1996-01-09 15:00 | 172 | 471 | 50 | 15 | 3.6 | 0.15 | 15.0425 | 230.524 | 71.5078 | 0 |  | 172 | 149.024 | 55.7631 | 0.065451 | 90.5274 | 52.0756 | 0.065451 | 80.227 | 49.8232 | 0 | 127.449 | 127.284 | 31513.4 | 21.5053 | 30202.1 | 30406.7 | 30194.3 | 30194.3 | 29771.6 | 29758.1 | 1553.26 | 0 | 0 | 20.7126 | 0 | 29737.4 | 950 | 28979.2 | 28834.2656
209 | 1996-01-09 16:00 | 50 | 271 | 26 | 13.9 | 2.6 | 0.15 | 4.6795 | 239.925 | 82.1909 | 0 |  | 50 | 37.4592 | 30.3672 | 0.019026 | 20.0151 | 28.2988 | 0.019026 | 12.809 | 27.0754 | 0 | 39.0867 | 39.0452 | 9667.71 | 15.9884 | 8414.91 | 8685.98 | 8620.79 | 8620.79 | 8500.1 | 8499.16 | 1541.69 | 0 | 0 | 1.5395 | 0 | 8497.62 | 950 | 8124.48 | 8083.8608
210 | 1996-01-09 17:00 | 0 | 0 | 0 | 13.9 | 2.6 | 0.15
211 | 1996-01-09 18:00 | 0 | 0 | 0 | 13.3 | 2.1 | 0.15
212 | 1996-01-09 19:00 | 0 | 0 | 0 | 13.3 | 2.6 | 0.15
213 | 1996-01-09 20:00 | 0 | 0 | 0 | 12.8 | 0 | 0.15
214 | 1996-01-09 21:00 | 0 | 0 | 0 | 12.2 | 0 | 0.15
215 | 1996-01-09 22:00 | 0 | 0 | 0 | 11.7 | 0 | 0.15
216 | 1996-01-09 23:00 | 0 | 0 | 0 | 10.6 | 2.6 | 0.15
217 | 1996-01-10 | 0 | 0 | 0 | 11.7 | 1.5 | 0.15
218 | 1996-01-10 01:00 | 0 | 0 | 0 | 11.7 | 2.6 | 0.15
219 | 1996-01-10 02:00 | 0 | 0 | 0 | 11.7 | 2.6 | 0.15
220 | 1996-01-10 03:00 | 0 | 0 | 0 | 11.7 | 3.1 | 0.15
221 | 1996-01-10 04:00 | 0 | 0 | 0 | 11.7 | 2.6 | 0.15
222 | 1996-01-10 05:00 | 0 | 0 | 0 | 10.6 | 2.6 | 0.15
223 | 1996-01-10 06:00 | 0 | 2 | 0 | 10.6 | 0 | 0.15
224 | 1996-01-10 07:00 | 38 | 42 | 33 | 10 | 0 | 0.15 | 6.2209 | 121.197 | 83.274 | 0 |  | 38 | 5.3971 | 33.2295 | 0.01446 | 5.1193 | 31.1457 | 0.01446 | 3.2912 | 29.7975 | 0 | 32.427 | 32.4283 | 8027.6 | 11.9523 | 6807.82 | 7131.96 | 7094.17 | 7094.17 | 6994.85 | 6994.15 | 1531.87 | 0 | 0 | 1.0789 | 0 | 6993.07 | 950 | 6670.95 | 6637.5918
225 | 1996-01-10 08:00 | 46 | 0 | 46 | 11.1 | 4.1 | 0.15 | 16.4355 | 130.825 | 72.4464 | 0 |  | 46 | 0 | 45.528 | 0.017504 | 0 | 42.5731 | 0.017504 | 0 | 40.7312 | 0 | 39.9166 | 39.9028 | 9878.57 | 13.0935 | 8597.69 | 8978.31 | 8936.36 | 8936.36 | 8811.25 | 8810.25 | 1566.15 | 0 | 0 | 1.6922 | 0 | 8808.56 | 950 | 8413.33 | 8371.2666
226 | 1996-01-10 09:00 | 369 | 672 | 84 | 13.3 | 3.6 | 0.15 | 25.1166 | 142.454 | 63.0599 | 0 |  | 369 | 303.9 | 88.3976 | 0.14042 | 234.215 | 82.8417 | 0.14042 | 220.759 | 79.256 | 0 | 294.014 | 294.404 | 72892.1 | 28.3466 | 72115.6 | 70405.5 | 69950.5 | 69950.5 | 68600.3 | 68514.8 | 1484.5 | 0 | 0 | 79.1817 | 0 | 68435.6 | 949.999 | 67175.5 | 66839.6641
227 | 1996-01-10 10:00 | 521 | 819 | 93 | 15 | 1.5 | 0.15 | 31.5537 | 156.473 | 55.8639 | 0 |  | 521 | 458.641 | 98.2699 | 0.19826 | 360.454 | 92.0258 | 0.19826 | 346.779 | 88.0432 | 0 | 426.126 | 425.275 | 105287 | 38.9145 | 105053 | 97800.2 | 97215.5 | 97215.5 | 92338.2 | 92152.1 | 1414.75 | 0 | 0 | -249.957 | 106.147 | 92295.9 | 941.346 | 90698.2 | 90244.7031
228 | 1996-01-10 11:00 | 583 | 846 | 100 | 15.6 | 3.1 | 0.15 | 34.9395 | 172.616 | 51.7878 | 0 |  | 583 | 521.471 | 106.218 | 0.22185 | 468.361 | 99.4235 | 0.22185 | 454.025 | 95.1211 | 0 | 538.163 | 537.589 | 133099 | 43.7077 | 133270 | 122871 | 122177 | 122177 | 120144 | 119912 | 1457.84 | 0 | 0 | -59.3668 | 0 | 119972 | 950 | 117954 | 117363.7812
229 | 1996-01-10 12:00 | 579 | 844 | 99 | 15.6 | 3.6 | 0.15 | 34.7039 | 189.568 | 51.5738 | 0 |  | 579 | 523.884 | 105.763 | 0.22033 | 499.65 | 98.9542 | 0.22033 | 484.445 | 94.6725 | 0 | 567.536 | 566.873 | 140331 | 44.5722 | 140606 | 129918 | 129361 | 129361 | 127549 | 127311 | 1499.39 | 0 | 0 | 308.152 | 0 | 127003 | 950 | 124901 | 124276.3672
230 | 1996-01-10 13:00 | 508 | 813 | 92 | 16.7 | 3.6 | 0.15 | 30.8906 | 205.494 | 55.2616 | 0 |  | 508 | 461.643 | 98.8861 | 0.19331 | 427.478 | 92.4787 | 0.19331 | 411.393 | 88.4776 | 0 | 489.874 | 489.647 | 121220 | 41.7252 | 121196 | 113129 | 112143 | 112143 | 109751 | 109557 | 1471.72 | 0 | 0 | 76.8257 | 0 | 109481 | 950 | 107683 | 107144.8125
231 | 1996-01-10 14:00 | 379 | 738 | 78 | 17.2 | 3.6 | 0.15 | 24.1241 | 219.208 | 62.1593 | 0 |  | 379 | 343.831 | 84.5016 | 0.14422 | 285.743 | 78.9872 | 0.14422 | 269.379 | 75.5701 | 0 | 338.05 | 337.576 | 83590.7 | 34.4531 | 82959.4 | 79404 | 78785.1 | 78785.1 | 77674.7 | 77555.5 | 1421.41 | 0 | 0 | 88.4073 | 0 | 77467.1 | 949.999 | 76085.7 | 75705.2656
232 | 1996-01-10 15:00 | 209 | 580 | 57 | 17.8 | 5.7 | 0.15 | 15.2131 | 230.56 | 71.3386 | 0 |  | 209 | 185.256 | 63.1803 | 0.079531 | 112.572 | 59.0068 | 0.079531 | 99.9305 | 56.4546 | 0 | 153.257 | 153.051 | 37892.5 | 24.9094 | 36642.4 | 36389.2 | 36137.6 | 36137.6 | 35631.7 | 35612.1 | 1551.87 | 0 | 0 | 29.8192 | 0 | 35582.3 | 950 | 34698.8 | 34525.2969
233 | 1996-01-10 16:00 | 45 | 215 | 27 | 16.7 | 3.6 | 0.15 | 4.8445 | 239.981 | 82.0285 | 0 |  | 45 | 28.6746 | 31.3672 | 0.017124 | 15.3717 | 29.2357 | 0.017124 | 9.9705 | 27.9718 | 0 | 37.1834 | 37.1639 | 9201.62 | 18.5994 | 7955.04 | 8138.52 | 8083.55 | 8083.55 | 7970.38 | 7969.53 | 1518.59 | 0 | 0 | 1.2928 | 0 | 7968.24 | 950 | 7612 | 7573.9404
234 | 1996-01-10 17:00 | 0 | 0 | 0 | 15 | 3.6 | 0.15
235 | 1996-01-10 18:00 | 0 | 0 | 0 | 14.4 | 2.6 | 0.15
236 | 1996-01-10 19:00 | 0 | 0 | 0 | 14.4 | 2.6 | 0.15
237 | 1996-01-10 20:00 | 0 | 0 | 0 | 13.9 | 0 | 0.15
238 | 1996-01-10 21:00 | 0 | 0 | 0 | 13.3 | 0 | 0.15
239 | 1996-01-10 22:00 | 0 | 0 | 0 | 12.8 | 2.1 | 0.15
240 | 1996-01-10 23:00 | 0 | 0 | 0 | 11.7 | 0 | 0.15
241 | 1996-01-11 | 0 | 0 | 0 | 11.1 | 2.6 | 0.15
242 | 1996-01-11 01:00 | 0 | 0 | 0 | 11.1 | 1.5 | 0.15
243 | 1996-01-11 02:00 | 0 | 0 | 0 | 11.1 | 1.5 | 0.15
244 | 1996-01-11 03:00 | 0 | 0 | 0 | 11.1 | 1.5 | 0.15
245 | 1996-01-11 04:00 | 0 | 0 | 0 | 11.1 | 0 | 0.15
246 | 1996-01-11 05:00 | 0 | 0 | 0 | 9.4 | 0 | 0.15
247 | 1996-01-11 06:00 | 0 | 24 | 0 | 10.6 | 0 | 0.15
248 | 1996-01-11 07:00 | 73 | 445 | 23 | 12.2 | 0 | 0.15 | 6.2434 | 121.021 | 83.2636 | 0 |  | 73 | 53.8606 | 24.1229 | 0.027779 | 51.1188 | 22.702 | 0.027779 | 32.8775 | 21.7185 | 0 | 53.5041 | 53.4682 | 13234.5 | 15.4191 | 11945.2 | 12327.6 | 12226.6 | 12226.6 | 12055.4 | 12052.1 | 1411.31 | 0 | 0 | 3.6768 | 0 | 12048.4 | 950 | 11568 | 11510.1602
249 | 1996-01-11 08:00 | 250 | 738 | 40 | 16.7 | 2.6 | 0.15 | 16.4811 | 130.646 | 72.4126 | 0 |  | 250 | 223.401 | 41.9711 | 0.095132 | 204.937 | 39.3444 | 0.095132 | 181.715 | 37.6413 | 0 | 214.969 | 215.017 | 53220.6 | 28.2008 | 52100.4 | 51232.6 | 50864.4 | 50864.4 | 50004 | 49960.7 | 1436.84 | 0 | 0 | 53.147 | 0 | 49907.6 | 949.787 | 48772.4 | 48528.543
250 | 1996-01-11 09:00 | 417 | 855 | 54 | 20.6 | 3.1 | 0.15 | 25.1909 | 142.276 | 62.9964 | 0 |  | 417 | 386.844 | 56.724 | 0.15868 | 299.369 | 53.131 | 0.15868 | 282.22 | 50.8315 | 0 | 326.39 | 326.296 | 80789.2 | 37.6603 | 80193.6 | 75177.5 | 74695.7 | 74695.7 | 72898 | 72797.3 | 1472.27 | 0 | 0 | 117.996 | 0 | 72679.3 | 948.966 | 71407.7 | 71050.6172
251 | 1996-01-11 10:00 | 539 | 910 | 63 | 25 | 3.6 | 0.15 | 31.6611 | 156.307 | 55.7652 | 0 |  | 539 | 509.815 | 66.3178 | 0.20511 | 400.671 | 62.0882 | 0.20511 | 385.559 | 59.4013 | 0 | 436.061 | 436.487 | 108062 | 47.3083 | 107912 | 96918.1 | 96318.6 | 96318.6 | 90591.7 | 90406 | 1425.63 | 0 | 0 | -166.199 | 752.949 | 89819.3 | 944.078 | 88252.8 | 87811.5
252 | 1996-01-11 11:00 | 601 | 932 | 67 | 26.7 | 2.6 | 0.15 | 35.0794 | 172.481 | 51.6531 | 0 |  | 601 | 576.24 | 70.7591 | 0.2287 | 517.553 | 66.2215 | 0.2287 | 501.835 | 63.356 | 0 | 553.887 | 553.743 | 137100 | 56.3186 | 137345 | 119865 | 119164 | 119164 | 116374 | 116152 | 1457.94 | 0 | 0 | -874.58 | 0 | 117027 | 950 | 115052 | 114477.1094
253 | 1996-01-11 12:00 | 598 | 931 | 67 | 26.7 | 3.1 | 0.15 | 34.8683 | 189.483 | 51.4112 | 0 |  | 598 | 579.22 | 71.0771 | 0.22756 | 552.427 | 66.496 | 0.22756 | 535.775 | 63.6188 | 0 | 587.406 | 586.279 | 145134 | 57.3535 | 145484 | 127321 | 126758 | 126758 | 124983 | 124751 | 1497.37 | 0 | 0 | 292.079 | 0 | 124459 | 950 | 122406 | 121794.0078
254 | 1996-01-11 13:00 | 528 | 906 | 62 | 26.7 | 4.6 | 0.15 | 31.0672 | 205.463 | 55.0853 | 0 |  | 528 | 516.761 | 66.1904 | 0.20092 | 478.637 | 61.902 | 0.20092 | 460.813 | 59.2238 | 0 | 509.636 | 509.313 | 126087 | 51.5725 | 126153 | 113015 | 111955 | 111955 | 109293 | 109096 | 1460.16 | 0 | 0 | 77.3755 | 0 | 109019 | 950 | 107231 | 106694.7031
255 | 1996-01-11 14:00 | 400 | 848 | 52 | 23.9 | 4.6 | 0.15 | 24.3025 | 219.221 | 61.9815 | 0 |  | 400 | 397.094 | 56.0502 | 0.15221 | 330.3 | 52.397 | 0.15221 | 311.593 | 50.1303 | 0 | 354.489 | 354.106 | 87685 | 41.1929 | 87157.3 | 81078.4 | 80372.5 | 80372.5 | 78750.2 | 78626.5 | 1429.37 | 0 | 0 | -390.872 | 0 | 79017.3 | 949.999 | 77618 | 77229.9141
256 | 1996-01-11 15:00 | 230 | 719 | 39 | 24.4 | 5.2 | 0.15 | 15.3872 | 230.602 | 71.166 | 0 |  | 230 | 232.268 | 42.7971 | 0.087522 | 141.442 | 39.9821 | 0.087522 | 125.759 | 38.2527 | 0 | 160.731 | 160.331 | 39696.9 | 32.019 | 38530.8 | 37106.3 | 36855.3 | 36855.3 | 36339.3 | 36316.9 | 1540.1 | 0 | 0 | 33.1022 | 0 | 36283.8 | 950 | 35413.5 | 35236.4648
257 | 1996-01-11 16:00 | 56 | 391 | 20 | 21.7 | 3.6 | 0.15 | 5.0122 | 240.044 | 81.8637 | 0 |  | 56 | 58.2813 | 24.1212 | 0.02131 | 31.4051 | 22.4741 | 0.02131 | 20.6342 | 21.5025 | 0 | 41.2939 | 41.2371 | 10211 | 23.8076 | 8968.78 | 8986.88 | 8915.57 | 8915.57 | 8790.75 | 8789.66 | 1530.94 | 0 | 0 | 1.7879 | 0 | 8787.88 | 950 | 8413.95 | 8371.8779
258 | 1996-01-11 17:00 | 0 | 0 | 0 | 20 | 3.1 | 0.15
259 | 1996-01-11 18:00 | 0 | 0 | 0 | 19.4 | 1.5 | 0.15
260 | 1996-01-11 19:00 | 0 | 0 | 0 | 18.9 | 1.5 | 0.15
261 | 1996-01-11 20:00 | 0 | 0 | 0 | 16.1 | 0 | 0.15
262 | 1996-01-11 21:00 | 0 | 0 | 0 | 15 | 0 | 0.15
263 | 1996-01-11 22:00 | 0 | 0 | 0 | 14.4 | 2.1 | 0.15
264 | 1996-01-11 23:00 | 0 | 0 | 0 | 12.8 | 2.6 | 0.15
265 | 1996-01-12 | 0 | 0 | 0 | 11.7 | 2.1 | 0.15
266 | 1996-01-12 01:00 | 0 | 0 | 0 | 12.8 | 0 | 0.15
267 | 1996-01-12 02:00 | 0 | 0 | 0 | 12.2 | 0 | 0.15
268 | 1996-01-12 03:00 | 0 | 0 | 0 | 11.7 | 0 | 0.15
269 | 1996-01-12 04:00 | 0 | 0 | 0 | 10.6 | 0 | 0.15
270 | 1996-01-12 05:00 | 0 | 0 | 0 | 10 | 0 | 0.15
271 | 1996-01-12 06:00 | 0 | 25 | 0 | 10 | 1.5 | 0.15
272 | 1996-01-12 07:00 | 74 | 457 | 23 | 13.3 | 1.5 | 0.15 | 6.2718 | 120.839 | 83.2474 | 0 |  | 74 | 54.8201 | 24.1093 | 0.028159 | 52.0356 | 22.6891 | 0.028159 | 33.5004 | 21.7061 | 0 | 54.1024 | 54.0312 | 13373.6 | 16.3383 | 12082.6 | 12431.3 | 12329.9 | 12329.9 | 12157.2 | 12153.9 | 1431.54 | 0 | 0 | 3.8208 | 0 | 12150.1 | 950 | 11666.8 | 11608.4287
273 | 1996-01-12 08:00 | 253 | 749 | 40 | 17.8 | 0 | 0.15 | 16.5331 | 130.464 | 72.3726 | 0 |  | 253 | 226.396 | 41.9605 | 0.096274 | 207.956 | 39.3344 | 0.096274 | 184.458 | 37.6317 | 0 | 217.648 | 217.33 | 53793.3 | 30.8843 | 52679.8 | 51256.2 | 50877.8 | 50877.8 | 50022.5 | 49980.2 | 1447.66 | 0 | 0 | 53.3043 | 0 | 49926.9 | 949.884 | 48792.1 | 48548.168
274 | 1996-01-12 09:00 | 421 | 865 | 53 | 21.1 | 2.6 | 0.15 | 25.2721 | 142.095 | 62.9264 | 0 |  | 421 | 391.932 | 55.6749 | 0.1602 | 304.634 | 52.1484 | 0.1602 | 287.242 | 49.8914 | 0 | 330.39 | 330.836 | 81912.9 | 38.7957 | 81336.2 | 75875 | 75486.9 | 75486.9 | 73674.6 | 73573 | 1481.55 | 0 | 0 | 110.23 | 0 | 73462.8 | 948.658 | 72185.9 | 71825.0156
275 | 1996-01-12 10:00 | 545 | 919 | 62 | 23.9 | 1.5 | 0.15 | 31.7756 | 156.139 | 55.6595 | 0 |  | 545 | 517.038 | 65.265 | 0.20739 | 405.647 | 61.1026 | 0.20739 | 390.447 | 58.4584 | 0 | 439.927 | 440.136 | 108970 | 48.6502 | 108835 | 96928.2 | 96171.6 | 96171.6 | 90204.7 | 90022 | 1435.21 | 0 | 0 | -154.908 | 654.362 | 89522.6 | 944.804 | 87959.9 | 87520.1406
276 | 1996-01-12 11:00 | 608 | 941 | 66 | 26.1 | 2.1 | 0.15 | 35.2263 | 172.347 | 51.5114 | 0 |  | 608 | 584.566 | 69.7019 | 0.23136 | 525.03 | 65.2322 | 0.23136 | 509.217 | 62.4095 | 0 | 560.194 | 559.651 | 138562 | 56.7233 | 138827 | 120913 | 120200 | 120200 | 117222 | 116990 | 1439.67 | 0 | 0 | -1049.23 | 0 | 118039 | 950 | 116051 | 115470.4688
277 | 1996-01-12 12:00 | 604 | 940 | 66 | 25.6 | 3.6 | 0.15 | 35.0393 | 189.403 | 51.242 | 0 |  | 604 | 586.515 | 70.015 | 0.22984 | 559.386 | 65.5023 | 0.22984 | 542.689 | 62.6682 | 0 | 593.25 | 592.172 | 146592 | 55.8651 | 146961 | 129455 | 128882 | 128882 | 127076 | 126837 | 1500.31 | 0 | 0 | 302.746 | 0 | 126535 | 950 | 124442 | 123820.1641
278 | 1996-01-12 13:00 | 535 | 916 | 61 | 25 | 4.1 | 0.15 | 31.2495 | 205.438 | 54.9033 | 0 |  | 535 | 525.251 | 65.1216 | 0.20358 | 486.998 | 60.9026 | 0.20358 | 469.055 | 58.2676 | 0 | 516.776 | 516.4 | 127842 | 50.7989 | 127936 | 114979 | 113893 | 113893 | 111178 | 110975 | 1459.3 | 0 | 0 | 94.6793 | 0 | 110880 | 950 | 109055 | 108510.1094
279 | 1996-01-12 14:00 | 407 | 858 | 52 | 22.8 | 4.6 | 0.15 | 24.4854 | 219.24 | 61.7992 | 0 |  | 407 | 404.642 | 56.0344 | 0.15488 | 336.58 | 52.3824 | 0.15488 | 317.73 | 50.1162 | 0 | 360.489 | 360.35 | 89230.6 | 40.3978 | 88730.5 | 82789.4 | 82063.6 | 82063.6 | 80370.6 | 80240.7 | 1417.71 | 0 | 0 | -436.395 | 0 | 80677.1 | 950 | 79260.2 | 78863.8906
280 | 1996-01-12 15:00 | 207 | 589 | 49 | 21.7 | 4.1 | 0.15 | 15.565 | 230.651 | 70.9901 | 0 |  | 207 | 191.707 | 54.254 | 0.07877 | 116.776 | 50.6744 | 0.07877 | 104.001 | 48.4826 | 0 | 149.434 | 149.164 | 36931.3 | 29.1521 | 35690.6 | 34834.2 | 34617 | 34617 | 34132.4 | 34113.7 | 1543.85 | 0 | 0 | 28.0597 | 0 | 34085.7 | 950 | 33241.6 | 33075.3477
281 | 1996-01-12 16:00 | 57 | 339 | 25 | 22.8 | 2.6 | 0.15 | 5.1825 | 240.115 | 81.6964 | 0 |  | 57 | 51.1296 | 29.9757 | 0.02169 | 27.7099 | 27.9285 | 0.02169 | 18.4267 | 26.7211 | 0 | 44.2449 | 44.1343 | 10928.2 | 25.1607 | 9654.44 | 9630.6 | 9558.47 | 9558.47 | 9424.65 | 9423.46 | 1539.69 | 0 | 0 | 1.9454 | 0 | 9421.51 | 950 | 9019.84 | 8974.7383
282 | 1996-01-12 17:00 | 0 | 0 | 0 | 18.9 | 0 | 0.15
283 | 1996-01-12 18:00 | 0 | 0 | 0 | 17.8 | 1.5 | 0.15
284 | 1996-01-12 19:00 | 0 | 0 | 0 | 16.7 | 0 | 0.15
285 | 1996-01-12 20:00 | 0 | 0 | 0 | 14.4 | 1.5 | 0.15
286 | 1996-01-12 21:00 | 0 | 0 | 0 | 15 | 0 | 0.15
287 | 1996-01-12 22:00 | 0 | 0 | 0 | 13.9 | 0 | 0.15
288 | 1996-01-12 23:00 | 0 | 0 | 0 | 13.3 | 0 | 0.15
289 | 1996-01-13 | 0 | 0 | 0 | 12.8 | 0 | 0.15
290 | 1996-01-13 01:00 | 0 | 0 | 0 | 12.2 | 0 | 0.15
291 | 1996-01-13 02:00 | 0 | 0 | 0 | 11.1 | 0 | 0.15
292 | 1996-01-13 03:00 | 0 | 0 | 0 | 11.1 | 0 | 0.15
293 | 1996-01-13 04:00 | 0 | 0 | 0 | 10 | 0 | 0.15
294 | 1996-01-13 05:00 | 0 | 0 | 0 | 10 | 1.5 | 0.15
295 | 1996-01-13 06:00 | 0 | 20 | 0 | 10.6 | 0 | 0.15
296 | 1996-01-13 07:00 | 72 | 393 | 28 | 11.1 | 0 | 0.15 | 6.3062 | 120.654 | 83.2256 | 0 |  | 72 | 47.19 | 29.1827 | 0.027398 | 44.7974 | 27.4685 | 0.027398 | 28.8803 | 26.2785 | 0 | 54.0556 | 54.0699 | 13383.7 | 14.3553 | 12080.9 | 12521.8 | 12425.3 | 12425.3 | 12251.3 | 12248.1 | 1417.22 | 0 | 0 | 3.7088 | 0 | 12244.4 | 950 | 11753.9 | 11695.1152
297 | 1996-01-13 08:00 | 244 | 708 | 42 | 15 | 0 | 0.15 | 16.5914 | 130.278 | 72.3266 | 0 |  | 244 | 214.511 | 44.0181 | 0.092849 | 197.253 | 41.2626 | 0.092849 | 175.038 | 39.4765 | 0 | 210.224 | 210.154 | 52017.8 | 27.6523 | 50877.3 | 50123 | 49763.3 | 49763.3 | 48944.8 | 48903.9 | 1436.61 | 0 | 0 | 50.7665 | 0 | 48853.1 | 949.977 | 47733.4 | 47494.7227
298 | 1996-01-13 09:00 | 405 | 803 | 62 | 17.2 | 3.1 | 0.15 | 25.36 | 141.911 | 62.8498 | 0 |  | 405 | 365.074 | 65.5058 | 0.15412 | 285.655 | 61.3872 | 0.15412 | 269.392 | 58.7301 | 0 | 321.559 | 321.668 | 79640.1 | 34.0184 | 79005.5 | 75272 | 74750.9 | 74750.9 | 73039.3 | 72940.9 | 1478.64 | 0 | 0 | 104.926 | 0 | 72836 | 948.666 | 71561.9 | 71204.0703
299 | 1996-01-13 10:00 | 545 | 911 | 65 | 20 | 2.6 | 0.15 | 31.8971 | 155.97 | 55.547 | 0 |  | 545 | 513.544 | 68.3724 | 0.20739 | 402.901 | 64.0116 | 0.20739 | 387.905 | 61.2415 | 0 | 440.163 | 439.832 | 108895 | 43.5257 | 108755 | 99101.7 | 98337 | 98337 | 92255.7 | 92062.8 | 1414.26 | 0 | 0 | -189.926 | 625.784 | 91627 | 944.568 | 90026.3 | 89576.2109
300 | 1996-01-13 11:00 | 608 | 933 | 69 | 20 | 2.6 | 0.15 | 35.3803 | 172.215 | 51.3626 | 0 |  | 608 | 581.016 | 72.8193 | 0.23136 | 521.042 | 68.1496 | 0.23136 | 505.486 | 65.2007 | 0 | 559.273 | 558.585 | 138298 | 49.8775 | 138557 | 124281 | 123380 | 123380 | 120400 | 120166 | 1463.36 | 0 | 0 | -981.444 | 0 | 121148 | 950 | 119101 | 118505.0547
301 | 1996-01-13 12:00 | 605 | 931 | 69 | 20.6 | 2.6 | 0.15 | 35.2168 | 189.326 | 51.0662 | 0 |  | 605 | 583.987 | 73.1448 | 0.23022 | 556.975 | 68.4304 | 0.23022 | 540.52 | 65.4696 | 0 | 593.87 | 593.09 | 146818 | 52.3231 | 147189 | 131590 | 131008 | 131008 | 129174 | 128923 | 1486.69 | 0 | 0 | 308.992 | 0 | 128614 | 950 | 126480 | 125847.875
302 | 1996-01-13 13:00 | 535 | 906 | 64 | 20.6 | 3.6 | 0.15 | 31.4373 | 205.418 | 54.7158 | 0 |  | 535 | 521.54 | 68.2685 | 0.20358 | 484.867 | 63.8457 | 0.20358 | 467.194 | 61.0834 | 0 | 517.712 | 517.315 | 128069 | 47.0393 | 128166 | 117015 | 115932 | 115932 | 113188 | 112976 | 1457.55 | 0 | 0 | 71.7905 | 0 | 112904 | 950 | 111039 | 110483.3906
303 | 1996-01-13 14:00 | 407 | 847 | 54 | 19.4 | 4.6 | 0.15 | 24.6728 | 219.265 | 61.6127 | 0 |  | 407 | 401.92 | 58.1425 | 0.15488 | 334.707 | 54.3533 | 0.15488 | 316.178 | 52.0019 | 0 | 360.816 | 360.179 | 89185.6 | 36.9895 | 88681.2 | 83895.8 | 83154.9 | 83154.9 | 81416.6 | 81282.8 | 1414.24 | 0 | 0 | -460.236 | 0 | 81743 | 949.999 | 80316.7 | 79915.0938
304 | 1996-01-13 15:00 | 235 | 720 | 40 | 17.8 | 4.1 | 0.15 | 15.7461 | 230.707 | 70.811 | 0 |  | 235 | 236.067 | 43.8298 | 0.089425 | 144.154 | 40.9474 | 0.089425 | 128.595 | 39.1762 | 0 | 164.416 | 164.346 | 40689.8 | 26.0106 | 39534.6 | 38927 | 38734.3 | 38734.3 | 38192 | 38167.9 | 1556.18 | 0 | 0 | 37.0341 | 0 | 38130.9 | 950 | 37230.8 | 37044.6328
305 | 1996-01-13 16:00 | 40 | 145 | 26 | 16.1 | 4.1 | 0.15 | 5.3555 | 240.192 | 81.5268 | 0 |  | 40 | 22.0875 | 30.3128 | 0.015221 | 12.0089 | 28.2551 | 0.015221 | 8.0816 | 27.0335 | 0 | 34.4128 | 34.3817 | 8512.7 | 17.8177 | 7283.07 | 7472.73 | 7422.09 | 7422.09 | 7318.18 | 7317.49 | 1532.76 | 0 | 0 | 1.0964 | 0 | 7316.39 | 950 | 6983.82 | 6948.8979
306 | 1996-01-13 17:00 | 0 | 2 | 0 | 15.6 | 3.1 | 0.15
307 | 1996-01-13 18:00 | 0 | 0 | 0 | 15.6 | 3.6 | 0.15
308 | 1996-01-13 19:00 | 0 | 0 | 0 | 15 | 1.5 | 0.15
309 | 1996-01-13 20:00 | 0 | 0 | 0 | 14.4 | 0 | 0.15
310 | 1996-01-13 21:00 | 0 | 0 | 0 | 14.4 | 0 | 0.15
311 | 1996-01-13 22:00 | 0 | 0 | 0 | 15 | 0 | 0.15
312 | 1996-01-13 23:00 | 0 | 0 | 0 | 15 | 2.6 | 0.15
313 | 1996-01-14 | 0 | 0 | 0 | 14.4 | 2.1 | 0.15
314 | 1996-01-14 01:00 | 0 | 0 | 0 | 15 | 0 | 0.15
315 | 1996-01-14 02:00 | 0 | 0 | 0 | 15 | 0 | 0.15
316 | 1996-01-14 03:00 | 0 | 0 | 0 | 15 | 0 | 0.15
317 | 1996-01-14 04:00 | 0 | 0 | 0 | 14.4 | 2.1 | 0.15
318 | 1996-01-14 05:00 | 0 | 0 | 0 | 13.3 | 3.1 | 0.15
319 | 1996-01-14 06:00 | 0 | 9 | 0 | 11.7 | 1.5 | 0.15
320 | 1996-01-14 07:00 | 67 | 331 | 30 | 12.2 | 0 | 0.15 | 6.3466 | 120.465 | 83.1981 | 0 |  | 67 | 39.5903 | 31.1904 | 0.025496 | 37.5987 | 29.3499 | 0.025496 | 24.2792 | 28.0784 | 0 | 51.3105 | 51.25 | 12685.7 | 15.2855 | 11384.3 | 11768.5 | 11683.8 | 11683.8 | 11520.2 | 11517.5 | 1448.32 | 0 | 0 | 3.2183 | 0 | 11514.3 | 950 | 11042 | 10986.7891
321 | 1996-01-14 08:00 | 241 | 652 | 54 | 14.4 | 0 | 0.15 | 16.6561 | 130.089 | 72.2745 | 0 |  | 241 | 198.397 | 56.5508 | 0.091708 | 182.552 | 53.0351 | 0.091708 | 162.073 | 50.7392 | 0 | 208.556 | 208.39 | 51581.4 | 26.9461 | 50425.8 | 49834.8 | 49497 | 49497 | 48803.1 | 48762.8 | 1436.2 | 0 | 0 | 49.7402 | 0 | 48713 | 950 | 47595.3 | 47357.2969
322 | 1996-01-14 09:00 | 375 | 651 | 96 | 15.6 | 3.6 | 0.15 | 25.4546 | 141.725 | 62.7667 | 0 |  | 375 | 296.76 | 100.648 | 0.1427 | 233.212 | 94.3135 | 0.1427 | 219.99 | 90.2313 | 0 | 304.017 | 304.249 | 75327.2 | 31.1498 | 74572.5 | 72127.3 | 71670.3 | 71670.3 | 70398.3 | 70310.4 | 1465.22 | 0 | 0 | 8.9099 | 0 | 70301.5 | 949.079 | 69024.3 | 68679.1484
323 | 1996-01-14 10:00 | 377 | 314 | 211 | 15.6 | 4.6 | 0.15 | 32.0256 | 155.8 | 55.4275 | 0 |  | 377 | 177.5 | 216.394 | 0.14346 | 139.017 | 202.557 | 0.14346 | 133.88 | 193.792 | 0 | 321.118 | 321.155 | 79509.3 | 31.2837 | 78760 | 76598.2 | 76286.8 | 76286.8 | 75218.4 | 75107.3 | 1406.48 | 0 | 0 | 88.7892 | 0 | 75018.5 | 949.999 | 73677.9 | 73309.4609
324 | 1996-01-14 11:00 | 549 | 725 | 128 | 17.2 | 4.6 | 0.15 | 35.5412 | 172.084 | 51.2069 | 0 |  | 549 | 453.566 | 135.692 | 0.20891 | 406.123 | 127.018 | 0.20891 | 394.109 | 121.522 | 0 | 505.318 | 505.055 | 125042 | 41.8645 | 125081 | 116401 | 115778 | 115778 | 114151 | 113943 | 1452.03 | 0 | 0 | 230.1 | 0 | 113713 | 950 | 111801 | 111242.0312
325 | 1996-01-14 12:00 | 567 | 836 | 84 | 18.3 | 4.6 | 0.15 | 35.4007 | 189.252 | 50.884 | 0 |  | 567 | 525.922 | 88.7977 | 0.21576 | 501.596 | 83.0741 | 0.21576 | 486.933 | 79.4796 | 0 | 555.085 | 554.098 | 137169 | 45.3596 | 137400 | 126580 | 126013 | 126013 | 124248 | 124019 | 1493.42 | 0 | 0 | 289.973 | 0 | 123729 | 950 | 121689 | 121080.125
326 | 1996-01-14 13:00 | 417 | 555 | 127 | 18.3 | 5.2 | 0.15 | 31.6306 | 205.404 | 54.5229 | 0 |  | 417 | 320.875 | 135.911 | 0.15868 | 299.115 | 127.105 | 0.15868 | 288.332 | 121.605 | 0 | 401.739 | 401.485 | 99395.6 | 37.3787 | 98985.6 | 94214.9 | 93543.7 | 93543.7 | 91961.5 | 91828.6 | 1468.92 | 0 | 0 | -45.6935 | 0 | 91874.3 | 950 | 90362.1 | 89910.2812
327 | 1996-01-14 14:00 | 299 | 382 | 139 | 17.2 | 5.7 | 0.15 | 24.8645 | 219.297 | 61.4219 | 0 |  | 299 | 181.97 | 147.346 | 0.11378 | 151.539 | 137.741 | 0.11378 | 143.248 | 131.782 | 0 | 269.529 | 269.349 | 66689.5 | 29.7116 | 65729.6 | 64402.5 | 64017.4 | 64017.4 | 63121.1 | 63056.4 | 1475.24 | 0 | 0 | 74.3809 | 0 | 62982 | 950 | 61684.4 | 61375.9883
328 | 1996-01-14 15:00 | 171 | 338 | 79 | 16.1 | 6.7 | 0.15 | 15.9306 | 230.77 | 70.6289 | 0 |  | 171 | 111.124 | 85.1786 | 0.065071 | 67.8765 | 79.575 | 0.065071 | 60.6505 | 76.133 | 0 | 134.048 | 133.84 | 33135.2 | 22.0405 | 31784.6 | 32032.2 | 31898.8 | 31898.8 | 31452.2 | 31438.5 | 1564.63 | 0 | 0 | 22.1428 | 0 | 31416.4 | 950 | 30605.5 | 30452.498
329 | 1996-01-14 16:00 | 45 | 20 | 43 | 15.6 | 5.2 | 0.15 | 5.531 | 240.275 | 81.3551 | 0 |  | 45 | 3.117 | 43.1117 | 0.017124 | 1.698 | 40.3268 | 0.017124 | 1.1565 | 38.5819 | 0 | 38.9437 | 38.9309 | 9637.98 | 17.45 | 8364.44 | 8599.99 | 8558.92 | 8558.92 | 8439.09 | 8438.17 | 1563.73 | 0 | 0 | 1.5456 | 0 | 8436.63 | 950 | 8056.14 | 8015.8618
330 | 1996-01-14 17:00 | 0 | 0 | 0 | 15.6 | 2.1 | 0.15
331 | 1996-01-14 18:00 | 0 | 0 | 0 | 15 | 2.1 | 0.15
332 | 1996-01-14 19:00 | 0 | 0 | 0 | 14.4 | 3.1 | 0.15
333 | 1996-01-14 20:00 | 0 | 0 | 0 | 13.9 | 2.6 | 0.15
334 | 1996-01-14 21:00 | 0 | 0 | 0 | 14.4 | 3.1 | 0.15
335 | 1996-01-14 22:00 | 0 | 0 | 0 | 15 | 3.1 | 0.15
336 | 1996-01-14 23:00 | 0 | 0 | 0 | 15 | 2.6 | 0.15
337 | 1996-01-15 | 0 | 0 | 0 | 14.4 | 3.1 | 0.15
338 | 1996-01-15 01:00 | 0 | 0 | 0 | 14.4 | 2.1 | 0.15
339 | 1996-01-15 02:00 | 0 | 0 | 0 | 13.9 | 2.1 | 0.15
340 | 1996-01-15 03:00 | 0 | 0 | 0 | 13.3 | 1.5 | 0.15
341 | 1996-01-15 04:00 | 0 | 0 | 0 | 12.8 | 2.6 | 0.15
342 | 1996-01-15 05:00 | 0 | 0 | 0 | 12.8 | 2.6 | 0.15
343 | 1996-01-15 06:00 | 0 | 0 | 0 | 12.2 | 2.6 | 0.15
344 | 1996-01-15 07:00 | 35 | 14 | 33 | 12.2 | 2.6 | 0.15 | 6.393 | 120.272 | 83.1649 | 0 |  | 35 | 2.1349 | 32.9643 | 0.013319 | 2.0233 | 30.783 | 0.013319 | 1.3084 | 29.4516 | 0 | 30.1448 | 30.1288 | 7458.74 | 13.8115 | 6255.92 | 6511.77 | 6477.67 | 6477.67 | 6386.98 | 6386.44 | 1544.29 | 0 | 0 | 0.88162 | 0 | 6385.56 | 950 | 6087.09 | 6056.6519
345 | 1996-01-15 08:00 | 186 | 148 | 143 | 13.9 | 2.1 | 0.15 | 16.7271 | 129.896 | 72.2163 | 0 |  | 186 | 45.5768 | 144.639 | 0.070779 | 42.0002 | 135.487 | 0.070779 | 37.3081 | 129.623 | 0 | 163.593 | 163.458 | 40463.8 | 22.8442 | 39133.8 | 39414 | 39280.8 | 39280.8 | 38730.7 | 38710.2 | 1535.81 | 0 | 0 | 32.5633 | 0 | 38677.6 | 950 | 37763.3 | 37574.5
346 | 1996-01-15 09:00 | 324 | 453 | 129 | 15.6 | 1.5 | 0.15 | 25.5559 | 141.537 | 62.677 | 0 |  | 324 | 207.273 | 133.418 | 0.12329 | 163.592 | 124.977 | 0.12329 | 154.36 | 119.568 | 0 | 268.45 | 268.682 | 66521.3 | 30.7088 | 65587.6 | 63750.6 | 63439.2 | 63439.2 | 62550.9 | 62485.7 | 1476.24 | 0 | 0 | 85.3444 | 0 | 62400.3 | 949.999 | 61136.2 | 60830.5273
347 | 1996-01-15 10:00 | 492 | 734 | 102 | 19.4 | 2.6 | 0.15 | 32.1611 | 155.63 | 55.3011 | 0 |  | 492 | 416.776 | 107.827 | 0.18722 | 326.784 | 100.989 | 0.18722 | 314.797 | 96.6181 | 0 | 403.187 | 402.613 | 99673.1 | 40.9349 | 99337.1 | 91980.9 | 91519.8 | 91519.8 | 87107 | 86941.8 | 1412.79 | 0 | 0 | -413.579 | 20.9115 | 87334.5 | 941.538 | 85829.4 | 85400.2969
348 | 1996-01-15 11:00 | 395 | 379 | 174 | 20.6 | 3.1 | 0.15 | 35.709 | 171.954 | 51.0443 | 0 |  | 395 | 237.96 | 181.756 | 0.15031 | 213.069 | 170.111 | 0.15031 | 206.825 | 162.75 | 0 | 362.184 | 361.916 | 89601.3 | 39.5227 | 89022.1 | 83929 | 83555.3 | 83555.3 | 82385.5 | 82284.6 | 1476.62 | 0 | 0 | 131.817 | 0 | 82152.7 | 949.999 | 80720.7 | 80317.1172
349 | 1996-01-15 12:00 | 261 | 184 | 154 | 20.6 | 3.6 | 0.15 | 35.5909 | 189.182 | 50.6955 | 0 |  | 261 | 116.436 | 159.089 | 0.099318 | 111.051 | 148.826 | 0.099318 | 107.84 | 142.386 | 0 | 245.222 | 244.986 | 60648 | 33.1209 | 59578.4 | 57733.3 | 57540.8 | 57540.8 | 56735.2 | 56691.7 | 1538.85 | 0 | 0 | 66.2793 | 0 | 56625.4 | 950 | 55414.3 | 55137.2578
350 | 1996-01-15 13:00 | 362 | 222 | 245 | 17.2 | 8.2 | 0.15 | 31.8292 | 205.396 | 54.3246 | 0 |  | 362 | 129.357 | 251.688 | 0.13775 | 120.788 | 235.385 | 0.13775 | 116.483 | 225.201 | 0 | 334.85 | 334.627 | 82842.8 | 31.0726 | 82129.6 | 80236.7 | 79879.7 | 79879.7 | 78761.4 | 78676.9 | 1529.24 | 0 | 0 | 129.381 | 0 | 78547.6 | 949.999 | 77129.2 | 76743.5234
351 | 1996-01-15 14:00 | 341 | 296 | 216 | 16.7 | 5.2 | 0.15 | 25.0604 | 219.335 | 61.227 | 0 |  | 341 | 142.004 | 225.278 | 0.12976 | 118.291 | 210.61 | 0.12976 | 111.895 | 201.499 | 0 | 307.126 | 306.771 | 75952.4 | 31.2778 | 75127.7 | 73267.5 | 72923.8 | 72923.8 | 71902.9 | 71828.9 | 1515.56 | 0 | 0 | 104.295 | 0 | 71724.6 | 950 | 70363.5 | 70011.6953
352 | 1996-01-15 15:00 | 141 | 205 | 84 | 17.2 | 2.6 | 0.15 | 16.1182 | 230.84 | 70.4437 | 0 |  | 141 | 68.693 | 88.2217 | 0.053655 | 41.9704 | 82.4444 | 0.053655 | 37.5638 | 78.878 | 0 | 114.113 | 114.055 | 28236.9 | 23.3005 | 26837.9 | 26956.5 | 26852.3 | 26852.3 | 26476.4 | 26467 | 1566.51 | 0 | 0 | 15.4266 | 0 | 26451.6 | 950 | 25680.3 | 25551.877
353 | 1996-01-15 16:00 | 30 | 29 | 27 | 17.8 | 5.2 | 0.15 | 5.7088 | 240.366 | 81.1813 | 0 |  | 30 | 4.6207 | 28.2932 | 0.011416 | 2.525 | 26.4295 | 0.011416 | 1.7388 | 25.2863 | 0 | 26.4846 | 26.4721 | 6553.73 | 19.058 | 5388.73 | 5504.76 | 5472.68 | 5472.68 | 5396.06 | 5395.69 | 1546.48 | 0 | 0 | 0.61548 | 0 | 5395.08 | 950 | 5139.15 | 5113.459
354 | 1996-01-15 17:00 | 0 | 2 | 0 | 15.6 | 2.6 | 0.15
355 | 1996-01-15 18:00 | 0 | 0 | 0 | 15 | 4.1 | 0.15
356 | 1996-01-15 19:00 | 0 | 0 | 0 | 15 | 2.6 | 0.15
357 | 1996-01-15 20:00 | 0 | 0 | 0 | 15 | 0 | 0.15
358 | 1996-01-15 21:00 | 0 | 0 | 0 | 15 | 2.1 | 0.15
359 | 1996-01-15 22:00 | 0 | 0 | 0 | 15 | 2.1 | 0.15
360 | 1996-01-15 23:00 | 0 | 0 | 0 | 15 | 2.1 | 0.15
361 | 1996-01-16 | 0 | 0 | 0 | 15 | 0 | 0.15
362 | 1996-01-16 01:00 | 0 | 0 | 0 | 15 | 2.1 | 0.15
363 | 1996-01-16 02:00 | 0 | 0 | 0 | 14.4 | 1.5 | 0.15
364 | 1996-01-16 03:00 | 0 | 0 | 0 | 14.4 | 1.5 | 0.15
365 | 1996-01-16 04:00 | 0 | 0 | 0 | 14.4 | 1.5 | 0.15
366 | 1996-01-16 05:00 | 0 | 0 | 0 | 14.4 | 1.5 | 0.15
367 | 1996-01-16 06:00 | 0 | 0 | 0 | 14.4 | 3.1 | 0.15
368 | 1996-01-16 07:00 | 27 | 0 | 27 | 14.4 | 3.1 | 0.15 | 6.4454 | 120.075 | 83.1259 | 0 |  | 27 | 0 | 26.7502 | 0.010274 | 0 | 25.0154 | 0.010274 | 0 | 23.9331 | 0 | 23.4545 | 23.4432 | 5803.66 | 15.6257 | 4672.08 | 4827.86 | 4796.75 | 4796.75 | 4729.6 | 4729.3 | 1528.89 | 0 | 0 | 0.47565 | 0 | 4728.82 | 950 | 4501.75 | 4479.2397
369 | 1996-01-16 08:00 | 81 | 0 | 81 | 15 | 3.6 | 0.15 | 16.8044 | 129.7 | 72.152 | 0 |  | 81 | 0 | 80.4625 | 0.030823 | 0 | 75.2678 | 0.030823 | 0 | 72.0111 | 0 | 70.5709 | 70.5482 | 17465.4 | 18.6056 | 16058.9 | 16445.2 | 16385.9 | 16385.9 | 16156.5 | 16153.1 | 1564.13 | 0 | 0 | 5.7093 | 0 | 16147.4 | 950 | 15514.6 | 15437.0234
370 | 1996-01-16 09:00 | 130 | 0 | 130 | 16.1 | 2.6 | 0.15 | 25.6638 | 141.346 | 62.5809 | 0 |  | 130 | 0 | 129.356 | 0.049469 | 0 | 121.004 | 0.049469 | 0 | 115.768 | 0 | 113.453 | 113.417 | 28077.8 | 22.1664 | 26652.6 | 26930.3 | 26844.1 | 26844.1 | 26468.3 | 26459.3 | 1568.45 | 0 | 0 | 15.3385 | 0 | 26443.9 | 950 | 25618.1 | 25490.0059
371 | 1996-01-16 10:00 | 544 | 910 | 58 | 17.2 | 3.1 | 0.15 | 32.3034 | 155.458 | 55.168 | 0 |  | 544 | 519.058 | 61.0491 | 0.20701 | 408.602 | 57.1556 | 0.20701 | 393.723 | 54.6822 | 0 | 439.437 | 438.968 | 108667 | 40.1513 | 108532 | 100311 | 99811.5 | 99811.5 | 92882.2 | 92688.7 | 1436.61 | 0 | 0 | -228.642 | 723.443 | 92193.9 | 945.359 | 90586.4 | 90133.5078
372 | 1996-01-16 11:00 | 560 | 836 | 71 | 17.8 | 4.1 | 0.15 | 35.8836 | 171.825 | 50.8749 | 0 |  | 560 | 526.22 | 74.86 | 0.2131 | 471.174 | 70.0593 | 0.2131 | 457.503 | 67.0278 | 0 | 514.041 | 514.002 | 127260 | 43.4791 | 127359 | 117503 | 116815 | 116815 | 114440 | 114223 | 1436.49 | 0 | 0 | -503.662 | 0 | 114726 | 950 | 112789 | 112224.8828
373 | 1996-01-16 12:00 | 508 | 686 | 107 | 17.8 | 4.6 | 0.15 | 35.7874 | 189.116 | 50.5006 | 0 |  | 508 | 436.087 | 114.552 | 0.19331 | 415.917 | 107.183 | 0.19331 | 404.027 | 102.545 | 0 | 496.44 | 495.798 | 122736 | 42.0125 | 122733 | 114672 | 114177 | 114177 | 112578 | 112396 | 1510.25 | 0 | 0 | 245.482 | 0 | 112151 | 950 | 110325 | 109773.2891
374 | 1996-01-16 13:00 | 374 | 310 | 210 | 18.3 | 4.6 | 0.15 | 32.0331 | 205.393 | 54.1212 | 0 |  | 374 | 181.179 | 217.767 | 0.14232 | 169.262 | 203.66 | 0.14232 | 163.301 | 194.848 | 0 | 350.986 | 350.787 | 86843.3 | 35.4308 | 86201.7 | 82781.9 | 82342.7 | 82342.7 | 81189.8 | 81095.7 | 1510.58 | 0 | 0 | 132.945 | 0 | 80962.8 | 949.999 | 79536.4 | 79138.7578
375 | 1996-01-16 14:00 | 320 | 166 | 249 | 17.2 | 6.2 | 0.15 | 25.2604 | 219.38 | 61.0282 | 0 |  | 320 | 80.5664 | 258.06 | 0.12177 | 67.073 | 241.264 | 0.12177 | 63.4902 | 230.827 | 0 | 288.431 | 288.302 | 71376.9 | 30.2908 | 70471.7 | 69044.7 | 68802.3 | 68802.3 | 67839 | 67778.3 | 1563.64 | 0 | 0 | 98.6457 | 0 | 67679.7 | 949.999 | 66347.5 | 66015.7344
376 | 1996-01-16 15:00 | 79 | 0 | 79 | 16.7 | 2.6 | 0.15 | 16.3089 | 230.916 | 70.2557 | 0 |  | 79 | 0 | 78.7922 | 0.030062 | 0 | 73.6825 | 0.030062 | 0 | 70.4946 | 0 | 69.0847 | 69.0558 | 17095.6 | 20.3937 | 15692.1 | 15964.1 | 15907.1 | 15907.1 | 15684.4 | 15681.2 | 1566.06 | 0 | 0 | 5.4103 | 0 | 15675.8 | 950 | 15055.6 | 14980.333
377 | 1996-01-16 16:00 | 24 | 0 | 24 | 16.1 | 3.6 | 0.15 | 5.8888 | 240.464 | 81.0055 | 0 |  | 24 | 0 | 23.6707 | 0.0091327 | 0 | 22.1405 | 0.0091327 | 0 | 21.1826 | 0 | 20.7589 | 20.7546 | 5138.07 | 17.1607 | 4040.88 | 4151.6 | 4121.79 | 4121.79 | 4064.09 | 4063.87 | 1532.89 | 0 | 0 | 0.35166 | 0 | 4063.52 | 950 | 3866.32 | 3846.9919
378 | 1996-01-16 17:00 | 0 | 0 | 0 | 15.6 | 2.6 | 0.15
379 | 1996-01-16 18:00 | 0 | 0 | 0 | 15.6 | 3.1 | 0.15
380 | 1996-01-16 19:00 | 0 | 0 | 0 | 15.6 | 3.6 | 0.15
381 | 1996-01-16 20:00 | 0 | 0 | 0 | 15.6 | 4.1 | 0.15
382 | 1996-01-16 21:00 | 0 | 0 | 0 | 15.6 | 5.2 | 0.15
383 | 1996-01-16 22:00 | 0 | 0 | 0 | 16.7 | 7.2 | 0.15
384 | 1996-01-16 23:00 | 0 | 0 | 0 | 16.1 | 5.2 | 0.15
385 | 1996-01-17 | 0 | 0 | 0 | 16.1 | 4.1 | 0.15
386 | 1996-01-17 01:00 | 0 | 0 | 0 | 15.6 | 3.6 | 0.15
387 | 1996-01-17 02:00 | 0 | 0 | 0 | 15.6 | 6.7 | 0.15
388 | 1996-01-17 03:00 | 0 | 0 | 0 | 15.6 | 6.2 | 0.15
389 | 1996-01-17 04:00 | 0 | 0 | 0 | 15 | 5.2 | 0.15
390 | 1996-01-17 05:00 | 0 | 0 | 0 | 14.4 | 5.2 | 0.15
391 | 1996-01-17 06:00 | 0 | 0 | 0 | 14.4 | 4.6 | 0.15
392 | 1996-01-17 07:00 | 57 | 60 | 50 | 15 | 5.2 | 0.15 | 6.5037 | 119.874 | 83.0813 | 0 |  | 57 | 7.4347 | 50.379 | 0.02169 | 7.0578 | 47.2588 | 0.02169 | 4.5864 | 45.2128 | 0 | 48.8032 | 48.7765 | 12074.8 | 17.3179 | 10747.7 | 11054.7 | 11003 | 11003 | 10849 | 10847.3 | 1548.62 | 0 | 0 | 2.6301 | 0 | 10844.7 | 950 | 10378.6 | 10326.7422
393 | 1996-01-17 08:00 | 120 | 147 | 77 | 15.6 | 5.7 | 0.15 | 16.888 | 129.501 | 72.0816 | 0 |  | 120 | 45.4854 | 78.316 | 0.045664 | 41.9962 | 73.3643 | 0.045664 | 37.351 | 70.1891 | 0 | 105.389 | 105.283 | 26062.3 | 20.4905 | 24641.5 | 25041.2 | 24936.7 | 24936.7 | 24587.6 | 24578.9 | 1508.45 | 0 | 0 | 13.0912 | 0 | 24565.8 | 950 | 23777.7 | 23658.8203
394 | 1996-01-17 09:00 | 322 | 319 | 184 | 15.6 | 5.7 | 0.15 | 25.7784 | 141.153 | 62.4784 | 0 |  | 322 | 146.479 | 187.836 | 0.12253 | 116.644 | 175.888 | 0.12253 | 110.126 | 168.276 | 0 | 272.834 | 272.716 | 67516.3 | 28.268 | 66570.3 | 65551.2 | 65319.1 | 65319.1 | 64404.7 | 64339.8 | 1475.5 | 0 | 0 | 87.8034 | 0 | 64252 | 949.999 | 62982.3 | 62667.3867
395 | 1996-01-17 10:00 | 533 | 645 | 188 | 16.1 | 5.2 | 0.15 | 32.4526 | 155.286 | 55.0281 | 0 |  | 533 | 368.242 | 194.857 | 0.20282 | 289.377 | 182.438 | 0.20282 | 278.929 | 174.543 | 0 | 444.402 | 444.096 | 109935 | 37.2036 | 109719 | 103656 | 103346 | 103346 | 100330 | 100123 | 1395.64 | 0 | 0 | -587.471 | 0 | 100711 | 947.056 | 98999.4 | 98504.4141
396 | 1996-01-17 11:00 | 304 | 248 | 159 | 16.7 | 4.1 | 0.15 | 36.065 | 171.697 | 50.6987 | 0 |  | 304 | 155.944 | 163.634 | 0.11568 | 139.416 | 153.12 | 0.11568 | 135.413 | 146.495 | 0 | 276.269 | 276.019 | 68334.1 | 30.4897 | 67394.1 | 65880.8 | 65553.3 | 65553.3 | 64635.4 | 64573.3 | 1483.14 | 0 | 0 | 81.258 | 0 | 64492.1 | 950 | 63203.5 | 62887.4492
397 | 1996-01-17 12:00 | 492 | 557 | 165 | 16.7 | 5.2 | 0.15 | 35.99 | 189.054 | 50.2996 | 0 |  | 492 | 355.382 | 174.525 | 0.18722 | 338.447 | 163.287 | 0.18722 | 328.884 | 156.222 | 0 | 475.404 | 474.856 | 117550 | 39.2652 | 117451 | 111013 | 110671 | 110671 | 109122 | 108950 | 1502.34 | 0 | 0 | 230.881 | 0 | 108719 | 950 | 106949 | 106413.7812
398 | 1996-01-17 13:00 | 482 | 580 | 174 | 16.7 | 3.1 | 0.15 | 32.2421 | 205.395 | 53.9126 | 0 |  | 482 | 339.994 | 183.185 | 0.18342 | 317.871 | 171.317 | 0.18342 | 306.81 | 163.905 | 0 | 461.301 | 460.932 | 114111 | 40.7997 | 113951 | 106997 | 106261 | 106261 | 104723 | 104552 | 1479.55 | 0 | 0 | 158.036 | 0 | 104394 | 950 | 102690 | 102176.6797
399 | 1996-01-17 14:00 | 303 | 380 | 140 | 17.2 | 4.1 | 0.15 | 25.4645 | 219.431 | 60.8255 | 0 |  | 303 | 184.75 | 148.32 | 0.1153 | 153.716 | 138.652 | 0.1153 | 145.606 | 132.654 | 0 | 272.694 | 272.567 | 67486.7 | 30.8172 | 66539.8 | 64903.7 | 64529.6 | 64529.6 | 63626.2 | 63560.1 | 1473.71 | 0 | 0 | 75.3727 | 0 | 63484.7 | 950 | 62181 | 61870.1016
400 | 1996-01-17 15:00 | 198 | 407 | 82 | 16.7 | 3.6 | 0.15 | 16.5026 | 230.999 | 70.065 | 0 |  | 198 | 139.166 | 88.2463 | 0.075345 | 85.1077 | 82.4425 | 0.075345 | 76.4199 | 78.8764 | 0 | 152.19 | 152.095 | 37655 | 24.4734 | 36353.4 | 36247.4 | 36096.4 | 36096.4 | 35591.1 | 35573 | 1558.66 | 0 | 0 | 28.8084 | 0 | 35544.1 | 950 | 34651.4 | 34478.1289
401 | 1996-01-17 16:00 | 53 | 124 | 40 | 15.6 | 3.1 | 0.15 | 6.0711 | 240.568 | 80.8279 | 0 |  | 53 | 19.5806 | 43.8066 | 0.020168 | 10.7662 | 40.8816 | 0.020168 | 7.568 | 39.1137 | 0 | 45.7481 | 45.7143 | 11318.1 | 17.9902 | 10008.1 | 10267.7 | 10210.1 | 10210.1 | 10067.2 | 10066 | 1563.11 | 0 | 0 | 2.1289 | 0 | 10063.8 | 950 | 9626.14 | 9578.0098
402 | 1996-01-17 17:00 | 0 | 0 | 0 | 15 | 2.6 | 0.15
403 | 1996-01-17 18:00 | 0 | 0 | 0 | 15 | 2.1 | 0.15
404 | 1996-01-17 19:00 | 0 | 0 | 0 | 14.4 | 2.1 | 0.15
405 | 1996-01-17 20:00 | 0 | 0 | 0 | 13.9 | 2.1 | 0.15
406 | 1996-01-17 21:00 | 0 | 0 | 0 | 13.3 | 3.6 | 0.15
407 | 1996-01-17 22:00 | 0 | 0 | 0 | 12.8 | 0 | 0.15
408 | 1996-01-17 23:00 | 0 | 0 | 0 | 12.2 | 0 | 0.15
409 | 1996-01-18 | 0 | 0 | 0 | 12.2 | 2.6 | 0.15
410 | 1996-01-18 01:00 | 0 | 0 | 0 | 12.2 | 3.6 | 0.15
411 | 1996-01-18 02:00 | 0 | 0 | 0 | 11.7 | 3.6 | 0.15
412 | 1996-01-18 03:00 | 0 | 0 | 0 | 11.1 | 0 | 0.15
413 | 1996-01-18 04:00 | 0 | 0 | 0 | 10.6 | 1.5 | 0.15
414 | 1996-01-18 05:00 | 0 | 0 | 0 | 10.6 | 0 | 0.15
415 | 1996-01-18 06:00 | 0 | 22 | 0 | 10.6 | 0 | 0.15
416 | 1996-01-18 07:00 | 66 | 317 | 29 | 12.2 | 1.5 | 0.15 | 6.5681 | 119.67 | 83.0309 | 0 |  | 66 | 39.1964 | 30.1048 | 0.025115 | 37.2214 | 28.3312 | 0.025115 | 24.2615 | 27.1039 | 0 | 50.338 | 50.3011 | 12450.9 | 15.0286 | 11153.2 | 11544 | 11445.9 | 11445.9 | 11285.7 | 11283.1 | 1444.66 | 0 | 0 | 3.0612 | 0 | 11280 | 950 | 10814.9 | 10760.8086
417 | 1996-01-18 08:00 | 249 | 686 | 49 | 13.3 | 2.1 | 0.15 | 16.9779 | 129.299 | 72.0052 | 0 |  | 249 | 211.34 | 51.3708 | 0.094752 | 195.378 | 48.1831 | 0.094752 | 173.887 | 46.0972 | 0 | 215.585 | 215.456 | 53330.3 | 25.0895 | 52200.3 | 51963.4 | 51666.1 | 51666.1 | 50939.5 | 50896.4 | 1451.89 | 0 | 0 | 54.0109 | 0 | 50842.4 | 950 | 49696.4 | 49447.9102
418 | 1996-01-18 09:00 | 396 | 748 | 70 | 15 | 1.5 | 0.15 | 25.8995 | 140.958 | 62.3694 | 0 |  | 396 | 345.779 | 73.6855 | 0.15069 | 276.23 | 69.0469 | 0.15069 | 260.888 | 66.0584 | 0 | 320.407 | 320.768 | 79416.3 | 33.0378 | 78755.9 | 75392.9 | 75049.3 | 75049.3 | 73210.4 | 73113 | 1470.54 | 0 | 0 | 22.878 | 0 | 73090.1 | 947.471 | 71812.9 | 71453.8281
419 | 1996-01-18 10:00 | 542 | 864 | 77 | 16.1 | 2.6 | 0.15 | 32.6085 | 155.113 | 54.8815 | 0 |  | 542 | 496.017 | 80.7386 | 0.20625 | 389.107 | 75.5879 | 0.20625 | 375.183 | 72.3168 | 0 | 438.55 | 438.23 | 108484 | 39.54 | 108321 | 100457 | 99985.1 | 99985.1 | 93862.8 | 93669.6 | 1434.41 | 0 | 0 | -300.268 | 401.715 | 93568.1 | 944.098 | 91938.6 | 91478.8984
420 | 1996-01-18 11:00 | 603 | 871 | 89 | 16.7 | 4.1 | 0.15 | 36.253 | 171.572 | 50.5158 | 0 |  | 603 | 552.459 | 93.5208 | 0.22946 | 493.142 | 87.5225 | 0.22946 | 479.134 | 83.7353 | 0 | 551.612 | 551.265 | 136476 | 44.2407 | 136700 | 125655 | 124932 | 124932 | 122436 | 122182 | 1441.58 | 0 | 0 | -483.879 | 0 | 122666 | 950 | 120595 | 119991.7422
421 | 1996-01-18 12:00 | 609 | 892 | 83 | 16.7 | 4.1 | 0.15 | 36.1987 | 188.996 | 50.0924 | 0 |  | 609 | 571.279 | 87.6849 | 0.23174 | 544.055 | 82.033 | 0.23174 | 528.868 | 78.4836 | 0 | 595.204 | 594.402 | 147141 | 46.3958 | 147514 | 135220 | 134792 | 134792 | 132905 | 132645 | 1506.93 | 0 | 0 | 334.089 | 0 | 132311 | 950 | 130108 | 129457.2109
422 | 1996-01-18 13:00 | 545 | 890 | 69 | 16.7 | 3.1 | 0.15 | 32.4561 | 205.404 | 53.699 | 0 |  | 545 | 525.023 | 73.445 | 0.20739 | 491.711 | 68.6869 | 0.20739 | 474.812 | 65.7151 | 0 | 529.717 | 529.209 | 131016 | 44.3696 | 131156 | 121123 | 120097 | 120097 | 117324 | 117100 | 1461.78 | 0 | 0 | -181.728 | 0 | 117282 | 950 | 115326 | 114749.5469
423 | 1996-01-18 14:00 | 419 | 833 | 59 | 17.8 | 2.6 | 0.15 | 25.6724 | 219.489 | 60.619 | 0 |  | 419 | 407.564 | 63.3521 | 0.15944 | 339 | 59.2238 | 0.15944 | 321.336 | 56.6617 | 0 | 370.438 | 369.766 | 91558 | 37.578 | 91088.9 | 85874.6 | 85139.6 | 85139.6 | 83474.9 | 83335.1 | 1422.12 | 0 | 0 | -355.82 | 0 | 83691 | 950 | 82236.5 | 81825.3359
424 | 1996-01-18 15:00 | 248 | 711 | 44 | 17.2 | 2.1 | 0.15 | 16.6992 | 231.089 | 69.8716 | 0 |  | 248 | 244.19 | 48.863 | 0.094371 | 149.496 | 45.6369 | 0.094371 | 134.452 | 43.663 | 0 | 174.553 | 174.4 | 43178.5 | 26.743 | 42041.6 | 41226 | 41015.6 | 41015.6 | 40441.4 | 40415 | 1569.48 | 0 | 0 | 41.7906 | 0 | 40373.2 | 950 | 39437.8 | 39240.5703
425 | 1996-01-18 16:00 | 71 | 407 | 25 | 16.1 | 3.1 | 0.15 | 6.2553 | 240.679 | 80.6485 | 0 |  | 71 | 68.5557 | 29.1807 | 0.027018 | 37.7928 | 27.2048 | 0.027018 | 26.829 | 26.0286 | 0 | 51.8004 | 51.6854 | 12797.9 | 18.8024 | 11502.9 | 11738.9 | 11624.2 | 11624.2 | 11461.4 | 11459.6 | 1523.15 | 0 | 0 | 2.9398 | 0 | 11456.6 | 950 | 10997 | 10942.0088
426 | 1996-01-18 17:00 | 0 | 18 | 0 | 15 | 3.6 | 0.15
427 | 1996-01-18 18:00 | 0 | 0 | 0 | 14.4 | 1.5 | 0.15
428 | 1996-01-18 19:00 | 0 | 0 | 0 | 14.4 | 2.1 | 0.15
429 | 1996-01-18 20:00 | 0 | 0 | 0 | 13.9 | 2.6 | 0.15
430 | 1996-01-18 21:00 | 0 | 0 | 0 | 13.3 | 1.5 | 0.15
431 | 1996-01-18 22:00 | 0 | 0 | 0 | 13.9 | 0 | 0.15
432 | 1996-01-18 23:00 | 0 | 0 | 0 | 13.3 | 0 | 0.15
433 | 1996-01-19 | 0 | 0 | 0 | 13.3 | 1.5 | 0.15
434 | 1996-01-19 01:00 | 0 | 0 | 0 | 12.2 | 0 | 0.15
435 | 1996-01-19 02:00 | 0 | 0 | 0 | 12.2 | 0 | 0.15
436 | 1996-01-19 03:00 | 0 | 0 | 0 | 12.8 | 2.1 | 0.15
437 | 1996-01-19 04:00 | 0 | 0 | 0 | 12.8 | 0 | 0.15
438 | 1996-01-19 05:00 | 0 | 0 | 0 | 12.8 | 3.1 | 0.15
439 | 1996-01-19 06:00 | 0 | 0 | 0 | 13.3 | 4.6 | 0.15
440 | 1996-01-19 07:00 | 23 | 0 | 23 | 13.3 | 4.1 | 0.15 | 6.6384 | 119.462 | 82.9748 | 0 |  | 23 | 0 | 22.7633 | 0.0087522 | 0 | 21.2805 | 0.0087522 | 0 | 20.3598 | 0 | 19.9527 | 19.9433 | 4937.24 | 14.2963 | 3850.97 | 3993.21 | 3962.9 | 3962.9 | 3907.42 | 3907.22 | 1551.31 | 0 | 0 | 0.32965 | 0 | 3906.89 | 950 | 3716.8 | 3698.2139
441 | 1996-01-19 08:00 | 72 | 0 | 72 | 13.3 | 4.1 | 0.15 | 17.074 | 129.094 | 71.9228 | 0 |  | 72 | 0 | 71.4471 | 0.027398 | 0 | 66.8274 | 0.027398 | 0 | 63.936 | 0 | 62.6573 | 62.6355 | 15506.2 | 16.4292 | 14119.6 | 14574.6 | 14517.8 | 14517.8 | 14314.6 | 14311.9 | 1543.63 | 0 | 0 | 4.423 | 0 | 14307.4 | 950 | 13726.3 | 13657.6807
442 | 1996-01-19 09:00 | 122 | 0 | 122 | 13.3 | 4.1 | 0.15 | 26.0272 | 140.761 | 62.2541 | 0 |  | 122 | 0 | 121.306 | 0.046425 | 0 | 113.469 | 0.046425 | 0 | 108.56 | 0 | 106.389 | 106.346 | 26327.6 | 18.6129 | 24897.5 | 25489.3 | 25409.7 | 25409.7 | 25054 | 25045.8 | 1566.89 | 0 | 0 | 13.697 | 0 | 25032.1 | 950 | 24222.6 | 24101.5117
443 | 1996-01-19 10:00 | 132 | 0 | 132 | 14.4 | 4.1 | 0.15 | 32.7712 | 154.939 | 54.7283 | 0 |  | 132 | 0 | 131.231 | 0.05023 | 0 | 122.743 | 0.05023 | 0 | 117.432 | 0 | 115.084 | 115.04 | 28480 | 20.1473 | 27056.1 | 27544.1 | 27456.4 | 27456.4 | 27072 | 27062.6 | 1571.52 | 0 | 0 | 16.0608 | 0 | 27046.5 | 950 | 26214.1 | 26083.0469
444 | 1996-01-19 11:00 | 413 | 350 | 205 | 15 | 5.2 | 0.15 | 36.4477 | 171.447 | 50.3263 | 0 |  | 413 | 223.425 | 210.93 | 0.15716 | 199.435 | 197.38 | 0.15716 | 193.832 | 188.84 | 0 | 375.019 | 374.844 | 92799.4 | 32.8127 | 92271.5 | 89345.6 | 88965.5 | 88965.5 | 87719.6 | 87603.5 | 1471.56 | 0 | 0 | 146.506 | 0 | 87457 | 950 | 85967.6 | 85537.7891
445 | 1996-01-19 12:00 | 395 | 91 | 341 | 16.1 | 7.2 | 0.15 | 36.4134 | 188.941 | 49.8792 | 0 |  | 395 | 58.6092 | 351.396 | 0.15031 | 55.8163 | 328.679 | 0.15031 | 54.2774 | 314.459 | 0 | 361.361 | 361.234 | 89426.2 | 31.7728 | 88824.5 | 86567.3 | 86348 | 86348 | 85139.1 | 85043.7 | 1545.83 | 0 | 0 | 153.29 | 0 | 84890.4 | 949.999 | 83426 | 83008.8906
446 | 1996-01-19 13:00 | 337 | 296 | 177 | 16.1 | 7.2 | 0.15 | 32.6751 | 205.418 | 53.4804 | 0 |  | 337 | 176.335 | 183.405 | 0.12824 | 165.506 | 171.524 | 0.12824 | 159.888 | 164.103 | 0 | 317.512 | 317.338 | 78562.1 | 29.8683 | 77780.4 | 76298.2 | 75864.5 | 75864.5 | 74802.3 | 74721 | 1503.23 | 0 | 0 | 112.365 | 0 | 74608.7 | 949.999 | 73220.5 | 72854.3984
447 | 1996-01-19 14:00 | 393 | 660 | 106 | 15.6 | 6.7 | 0.15 | 25.884 | 219.554 | 60.4089 | 0 |  | 393 | 324.54 | 114.192 | 0.14955 | 269.94 | 106.739 | 0.14955 | 256.052 | 102.122 | 0 | 351.01 | 350.734 | 86844.1 | 31.1674 | 86248.1 | 83773.8 | 83156.9 | 83156.9 | 81992.7 | 81863 | 1430.55 | 0 | 0 | 108.575 | 0 | 81754.4 | 950 | 80331.8 | 79930.1406
448 | 1996-01-19 15:00 | 224 | 526 | 71 | 16.1 | 6.7 | 0.15 | 16.8984 | 231.186 | 69.6757 | 0 |  | 224 | 182.732 | 77.7144 | 0.085239 | 112.082 | 72.591 | 0.085239 | 100.965 | 69.4511 | 0 | 167.008 | 166.889 | 41318.2 | 23.5074 | 40082.8 | 40052.5 | 39852.9 | 39852.9 | 39295 | 39272.3 | 1566.46 | 0 | 0 | 36.8763 | 0 | 39235.4 | 950 | 38278.7 | 38087.2578
449 | 1996-01-19 16:00 | 53 | 103 | 41 | 15 | 6.2 | 0.15 | 6.4415 | 240.797 | 80.4676 | 0 |  | 53 | 17.7023 | 44.6872 | 0.020168 | 9.8089 | 41.7074 | 0.020168 | 7.0277 | 39.9037 | 0 | 45.9928 | 45.9665 | 11380.4 | 17.0872 | 10068 | 10364.3 | 10310.7 | 10310.7 | 10166.3 | 10165 | 1570.49 | 0 | 0 | 2.1862 | 0 | 10162.9 | 950 | 9721.08 | 9672.4795
450 | 1996-01-19 17:00 | 0 | 3 | 0 | 15 | 3.6 | 0.15
451 | 1996-01-19 18:00 | 0 | 0 | 0 | 15 | 3.1 | 0.15
452 | 1996-01-19 19:00 | 0 | 0 | 0 | 14.4 | 2.6 | 0.15
453 | 1996-01-19 20:00 | 0 | 0 | 0 | 14.4 | 1.5 | 0.15
454 | 1996-01-19 21:00 | 0 | 0 | 0 | 14.4 | 1.5 | 0.15
455 | 1996-01-19 22:00 | 0 | 0 | 0 | 13.3 | 2.6 | 0.15
456 | 1996-01-19 23:00 | 0 | 0 | 0 | 12.2 | 0 | 0.15
457 | 1996-01-20 | 0 | 0 | 0 | 11.7 | 0 | 0.15
458 | 1996-01-20 01:00 | 0 | 0 | 0 | 11.1 | 0 | 0.15
459 | 1996-01-20 02:00 | 0 | 0 | 0 | 10.6 | 0 | 0.15
460 | 1996-01-20 03:00 | 0 | 0 | 0 | 10 | 1.5 | 0.15
461 | 1996-01-20 04:00 | 0 | 0 | 0 | 8.9 | 0 | 0.15
462 | 1996-01-20 05:00 | 0 | 0 | 0 | 8.9 | 1.5 | 0.15
463 | 1996-01-20 06:00 | 0 | 2 | 0 | 8.9 | 0 | 0.15
464 | 1996-01-20 07:00 | 65 | 231 | 38 | 10.6 | 0 | 0.15 | 6.7148 | 119.251 | 82.913 | 0 |  | 65 | 28.4518 | 38.9047 | 0.024734 | 27.0142 | 36.5678 | 0.024734 | 17.7377 | 34.984 | 0 | 51.6672 | 51.6228 | 12778.6 | 13.7079 | 11457.9 | 11923.7 | 11837.8 | 11837.8 | 11672.1 | 11669.7 | 1494.86 | 0 | 0 | 3.2106 | 0 | 11666.5 | 950 | 11182.3 | 11126.415
465 | 1996-01-20 08:00 | 235 | 557 | 71 | 12.2 | 0 | 0.15 | 17.1763 | 128.887 | 71.8343 | 0 |  | 235 | 172.927 | 73.8278 | 0.089425 | 160.132 | 69.2393 | 0.089425 | 142.742 | 66.2418 | 0 | 204.804 | 204.808 | 50695.4 | 24.5305 | 49515.5 | 49421.2 | 49142.2 | 49142.2 | 48454.2 | 48416.5 | 1457.07 | 0 | 0 | 50.0081 | 0 | 48366.5 | 950 | 47260.7 | 47024.3633
466 | 1996-01-20 09:00 | 407 | 707 | 96 | 14.4 | 1.5 | 0.15 | 26.1613 | 140.562 | 62.1325 | 0 |  | 407 | 329.373 | 100.517 | 0.15488 | 265.381 | 94.1912 | 0.15488 | 250.823 | 90.1143 | 0 | 334.118 | 334.152 | 82729.2 | 33.1904 | 82094.3 | 78683.2 | 78208.7 | 78208.7 | 76549.7 | 76447.7 | 1479.49 | 0 | 0 | -80.8728 | 0 | 76528.5 | 947.391 | 75211 | 74834.9375
467 | 1996-01-20 10:00 | 535 | 780 | 112 | 15.6 | 2.1 | 0.15 | 32.9405 | 154.765 | 54.5685 | 0 |  | 535 | 450.636 | 118.05 | 0.20358 | 353.484 | 110.56 | 0.20358 | 341.066 | 105.775 | 0 | 437.904 | 438.396 | 108526 | 39.5885 | 108328 | 100670 | 100228 | 100228 | 95229.2 | 95034.9 | 1413.08 | 0 | 0 | -521.545 | 11.0844 | 95545.3 | 941.546 | 93900.1 | 93430.6406
468 | 1996-01-20 11:00 | 603 | 811 | 120 | 16.7 | 4.6 | 0.15 | 36.6488 | 171.324 | 50.1302 | 0 |  | 603 | 518.494 | 126.638 | 0.22946 | 462.103 | 118.532 | 0.22946 | 449.271 | 113.403 | 0 | 551.42 | 550.316 | 136239 | 43.5749 | 136448 | 125932 | 125397 | 125397 | 123546 | 123283 | 1436.11 | 0 | 0 | 163.137 | 0 | 123120 | 950 | 121051 | 120445.7656
469 | 1996-01-20 12:00 | 603 | 811 | 120 | 16.1 | 4.1 | 0.15 | 36.634 | 188.891 | 49.66 | 0 |  | 603 | 523.872 | 127.302 | 0.22946 | 498.907 | 119.104 | 0.22946 | 485.326 | 113.95 | 0 | 587.291 | 586.465 | 145176 | 45.3993 | 145515 | 134001 | 133587 | 133587 | 131716 | 131463 | 1503.97 | 0 | 0 | 330.16 | 0 | 131133 | 950 | 128952 | 128307.5547
470 | 1996-01-20 13:00 | 535 | 781 | 112 | 16.1 | 5.7 | 0.15 | 32.8989 | 205.438 | 53.2571 | 0 |  | 535 | 465.802 | 120.218 | 0.20358 | 438.034 | 112.429 | 0.20358 | 423.356 | 107.564 | 0 | 520.302 | 520.023 | 128741 | 40.2558 | 128834 | 121129 | 120197 | 120197 | 117907 | 117688 | 1473.71 | 0 | 0 | -210.676 | 0 | 117898 | 950 | 115938 | 115358.6641
471 | 1996-01-20 14:00 | 407 | 709 | 95 | 16.7 | 5.7 | 0.15 | 26.0994 | 219.625 | 60.1953 | 0 |  | 407 | 352.397 | 102.723 | 0.15488 | 293.019 | 96.0163 | 0.15488 | 278.137 | 91.8626 | 0 | 362.6 | 362.323 | 89714.4 | 33.5304 | 89176.6 | 85736.8 | 85092.3 | 85092.3 | 83892.3 | 83754.8 | 1424.87 | 0 | 0 | 104.075 | 0 | 83650.7 | 950 | 82203.5 | 81792.4375
472 | 1996-01-20 15:00 | 235 | 558 | 71 | 15.6 | 6.2 | 0.15 | 17.1003 | 231.289 | 69.4775 | 0 |  | 235 | 195.432 | 77.7 | 0.089425 | 120.145 | 72.5775 | 0.089425 | 108.403 | 69.4383 | 0 | 174.284 | 174.178 | 43122.8 | 23.5088 | 41913 | 41844.6 | 41625.7 | 41625.7 | 41042.9 | 41018.1 | 1573.3 | 0 | 0 | 40.8237 | 0 | 40977.3 | 950 | 39999 | 39798.9805
473 | 1996-01-20 16:00 | 64 | 229 | 37 | 16.1 | 4.1 | 0.15 | 6.6294 | 240.921 | 80.2851 | 0 |  | 64 | 39.4396 | 41.8442 | 0.024354 | 21.8889 | 39.026 | 0.024354 | 15.8299 | 37.3385 | 0 | 52.105 | 52.059 | 12889.3 | 18.7008 | 11559.8 | 11822.8 | 11749 | 11749 | 11584.5 | 11582.8 | 1555.19 | 0 | 0 | 2.8357 | 0 | 11580 | 950 | 11098 | 11042.5264
474 | 1996-01-20 17:00 | 0 | 2 | 0 | 14.4 | 4.1 | 0.15
475 | 1996-01-20 18:00 | 0 | 0 | 0 | 13.3 | 0 | 0.15
476 | 1996-01-20 19:00 | 0 | 0 | 0 | 12.8 | 0 | 0.15
477 | 1996-01-20 20:00 | 0 | 0 | 0 | 12.2 | 1.5 | 0.15
478 | 1996-01-20 21:00 | 0 | 0 | 0 | 11.7 | 1.5 | 0.15
479 | 1996-01-20 22:00 | 0 | 0 | 0 | 10.6 | 1.5 | 0.15
480 | 1996-01-20 23:00 | 0 | 0 | 0 | 9.4 | 0 | 0.15
481 | 1996-01-21 | 0 | 0 | 0 | 10 | 0 | 0.15
482 | 1996-01-21 01:00 | 0 | 0 | 0 | 10 | 0 | 0.15
483 | 1996-01-21 02:00 | 0 | 0 | 0 | 10 | 0 | 0.15
484 | 1996-01-21 03:00 | 0 | 0 | 0 | 9.4 | 0 | 0.15
485 | 1996-01-21 04:00 | 0 | 0 | 0 | 9.4 | 0 | 0.15
486 | 1996-01-21 05:00 | 0 | 0 | 0 | 9.4 | 1.5 | 0.15
487 | 1996-01-21 06:00 | 0 | 2 | 0 | 8.9 | 0 | 0.15
488 | 1996-01-21 07:00 | 65 | 199 | 41 | 10.6 | 1.5 | 0.15 | 6.797 | 119.037 | 82.8454 | 0 |  | 65 | 25.2227 | 41.9103 | 0.024734 | 23.9553 | 39.387 | 0.024734 | 15.791 | 37.6812 | 0 | 52.4027 | 52.3394 | 12956.2 | 13.5432 | 11628.2 | 12111.9 | 12033.4 | 12033.4 | 11865 | 11862.6 | 1503.9 | 0 | 0 | 3.2712 | 0 | 11859.4 | 950 | 11367.3 | 11310.4346
489 | 1996-01-21 08:00 | 192 | 220 | 126 | 13.3 | 0 | 0.15 | 17.2849 | 128.676 | 71.7399 | 0 |  | 192 | 69.5158 | 127.998 | 0.073062 | 64.4399 | 119.921 | 0.073062 | 57.4901 | 114.731 | 0 | 168.776 | 168.644 | 41747.8 | 23.4532 | 40435.2 | 40615.2 | 40449.8 | 40449.8 | 39883.5 | 39860.8 | 1512.09 | 0 | 0 | 34.3136 | 0 | 39826.5 | 950 | 38887.3 | 38692.8359
490 | 1996-01-21 09:00 | 213 | 61 | 186 | 13.3 | 2.6 | 0.15 | 26.3019 | 140.361 | 62.0046 | 0 |  | 213 | 28.573 | 188.518 | 0.081053 | 23.1004 | 176.345 | 0.081053 | 21.8422 | 168.715 | 0 | 186.746 | 186.741 | 46230.4 | 23.2884 | 44961.9 | 45214 | 45080.7 | 45080.7 | 44449.6 | 44422.4 | 1536.54 | 0 | 0 | 42.6967 | 0 | 44379.7 | 950 | 43364.7 | 43147.8398
491 | 1996-01-21 10:00 | 343 | 182 | 243 | 15 | 3.1 | 0.15 | 33.1164 | 154.59 | 54.4022 | 0 |  | 343 | 106.463 | 246.994 | 0.13052 | 83.9382 | 231.162 | 0.13052 | 81.0156 | 221.159 | 0 | 296.131 | 295.948 | 73264 | 30.4736 | 72398.2 | 70765.4 | 70481.2 | 70481.2 | 69494.4 | 69416 | 1451.05 | 0 | 0 | 90.6785 | 0 | 69325.3 | 950 | 68003.2 | 67663.2109
492 | 1996-01-21 11:00 | 545 | 624 | 171 | 15.6 | 3.6 | 0.15 | 36.8565 | 171.203 | 49.9277 | 0 |  | 545 | 401.228 | 179.657 | 0.20739 | 357.588 | 168.157 | 0.20739 | 347.774 | 160.881 | 0 | 498.482 | 498.276 | 123355 | 41.0662 | 123358 | 115255 | 114801 | 114801 | 113194 | 112984 | 1445.86 | 0 | 0 | 229.003 | 0 | 112755 | 950 | 110868 | 110313.7812
493 | 1996-01-21 12:00 | 570 | 699 | 152 | 16.1 | 2.6 | 0.15 | 36.8604 | 188.845 | 49.4349 | 0 |  | 570 | 453.06 | 161.144 | 0.2169 | 431.47 | 150.77 | 0.2169 | 419.878 | 144.246 | 0 | 552.841 | 552.384 | 136741 | 45.6459 | 136954 | 126032 | 125647 | 125647 | 123888 | 123670 | 1519.21 | 0 | 0 | 297.49 | 0 | 123372 | 950 | 121336 | 120728.9141
494 | 1996-01-21 13:00 | 344 | 91 | 295 | 15.6 | 4.6 | 0.15 | 33.1275 | 205.464 | 53.0291 | 0 |  | 344 | 53.9133 | 303.423 | 0.1309 | 50.7855 | 283.772 | 0.1309 | 49.106 | 271.494 | 0 | 314.188 | 313.964 | 77726.4 | 30.9326 | 76923.9 | 75208.6 | 74967.2 | 74967.2 | 73917.5 | 73847.3 | 1562.37 | 0 | 0 | 117.966 | 0 | 73729.3 | 949.999 | 72335.8 | 71974.0938
495 | 1996-01-21 14:00 | 297 | 377 | 131 | 16.1 | 5.2 | 0.15 | 26.3182 | 219.703 | 59.9784 | 0 |  | 297 | 187.272 | 138.868 | 0.11302 | 155.624 | 129.816 | 0.11302 | 147.822 | 124.2 | 0 | 266.581 | 266.355 | 65947.6 | 28.7572 | 64978.9 | 63877.4 | 63509.9 | 63509.9 | 62620.7 | 62555.5 | 1461.95 | 0 | 0 | 71.4144 | 0 | 62484.1 | 950 | 61193 | 60887.082
496 | 1996-01-21 15:00 | 228 | 529 | 71 | 15.6 | 5.2 | 0.15 | 17.3047 | 231.4 | 69.277 | 0 |  | 228 | 186.675 | 77.6846 | 0.086761 | 115.069 | 72.563 | 0.086761 | 103.988 | 69.4244 | 0 | 169.944 | 169.885 | 42060.3 | 23.673 | 40834.6 | 40743 | 40544.2 | 40544.2 | 39976.6 | 39950.4 | 1548.4 | 0 | 0 | 36.1945 | 0 | 39914.2 | 950 | 38951.6 | 38756.8711
497 | 1996-01-21 16:00 | 36 | 23 | 33 | 15.6 | 6.2 | 0.15 | 6.8191 | 241.053 | 80.1011 | 0 |  | 36 | 4.3407 | 31.9328 | 0.013699 | 2.4179 | 29.8936 | 0.013699 | 1.7642 | 28.6 | 0 | 29.7569 | 29.737 | 7361.91 | 16.9503 | 6164.26 | 6345.77 | 6311.71 | 6311.71 | 6223.35 | 6222.82 | 1538.78 | 0 | 0 | 0.82725 | 0 | 6222 | 950 | 5930.95 | 5901.2954
498 | 1996-01-21 17:00 | 0 | 0 | 0 | 15.6 | 5.7 | 0.15
499 | 1996-01-21 18:00 | 0 | 0 | 0 | 12.8 | 6.2 | 0.15
500 | 1996-01-21 19:00 | 0 | 0 | 0 | 12.2 | 3.1 | 0.15
501 | 1996-01-21 20:00 | 0 | 0 | 0 | 13.3 | 3.6 | 0.15
502 | 1996-01-21 21:00 | 0 | 0 | 0 | 13.3 | 6.2 | 0.15
503 | 1996-01-21 22:00 | 0 | 0 | 0 | 13.3 | 6.2 | 0.15
504 | 1996-01-21 23:00 | 0 | 0 | 0 | 12.8 | 8.2 | 0.15
505 | 1996-01-22 | 0 | 0 | 0 | 12.8 | 7.2 | 0.15
506 | 1996-01-22 01:00 | 0 | 0 | 0 | 12.8 | 5.2 | 0.15
507 | 1996-01-22 02:00 | 0 | 0 | 0 | 12.8 | 5.7 | 0.15
508 | 1996-01-22 03:00 | 0 | 0 | 0 | 12.8 | 5.2 | 0.15
509 | 1996-01-22 04:00 | 0 | 0 | 0 | 12.2 | 5.2 | 0.15
510 | 1996-01-22 05:00 | 0 | 0 | 0 | 12.8 | 4.1 | 0.15
511 | 1996-01-22 06:00 | 0 | 3 | 0 | 11.1 | 8.8 | 0.15
512 | 1996-01-22 07:00 | 44 | 134 | 28 | 12.2 | 7.2 | 0.15 | 6.8852 | 118.819 | 82.7722 | 0 |  | 44 | 16.7697 | 28.7277 | 0.016743 | 15.9316 | 27.0109 | 0.016743 | 10.546 | 25.841 | 0 | 35.6592 | 35.644 | 8823.33 | 13.7465 | 7590.54 | 7900.36 | 7842.7 | 7842.7 | 7732.9 | 7731.86 | 1473.38 | 0 | 0 | 1.3772 | 0 | 7730.48 | 950 | 7382.78 | 7345.8662
513 | 1996-01-22 08:00 | 195 | 191 | 138 | 12.2 | 7.7 | 0.15 | 17.3995 | 128.463 | 71.6396 | 0 |  | 195 | 59.9691 | 139.301 | 0.074203 | 55.6607 | 130.472 | 0.074203 | 49.7016 | 124.825 | 0 | 171.036 | 170.908 | 42308.1 | 19.4483 | 40999 | 41811.2 | 41658.1 | 41658.1 | 41074.9 | 41051.5 | 1535.78 | 0 | 0 | 36.9118 | 0 | 41014.6 | 950 | 40054.5 | 39854.2383
514 | 1996-01-22 09:00 | 312 | 239 | 205 | 13.3 | 8.8 | 0.15 | 26.4489 | 140.158 | 61.8705 | 0 |  | 312 | 113.145 | 207.663 | 0.11872 | 91.7385 | 194.411 | 0.11872 | 86.7801 | 185.998 | 0 | 267.322 | 267.179 | 66144.6 | 24.0781 | 65168 | 65260 | 65026.1 | 65026.1 | 64115.7 | 64054.7 | 1496.28 | 0 | 0 | 88.0561 | 0 | 63966.6 | 949.999 | 62704.1 | 62390.5859
515 | 1996-01-22 10:00 | 360 | 450 | 113 | 13.3 | 9.3 | 0.15 | 33.2989 | 154.415 | 54.2294 | 0 |  | 360 | 262.788 | 119.034 | 0.13699 | 207.889 | 111.481 | 0.13699 | 200.72 | 106.656 | 0 | 301.228 | 301.464 | 74628.1 | 25.1877 | 73842.8 | 73312.2 | 72931 | 72931 | 70673.7 | 70565.1 | 1389.48 | 0 | 0 | -288.509 | 0 | 70853.6 | 943.897 | 69572.3 | 69224.4609
516 | 1996-01-22 11:00 | 447 | 480 | 158 | 13.9 | 10.3 | 0.15 | 37.0705 | 171.084 | 49.7187 | 0 |  | 447 | 309.839 | 165.091 | 0.1701 | 275.71 | 154.516 | 0.1701 | 268.236 | 147.829 | 0 | 407.744 | 407.539 | 100894 | 29.2557 | 100520 | 98582.8 | 98101.5 | 98101.5 | 96728 | 96576 | 1449.42 | 0 | 0 | 168.12 | 0 | 96407.9 | 950 | 94776.9 | 94303.0625
517 | 1996-01-22 12:00 | 587 | 692 | 171 | 13.9 | 8.8 | 0.15 | 37.0925 | 188.803 | 49.2042 | 0 |  | 587 | 450.579 | 180.593 | 0.22337 | 429.106 | 168.963 | 0.22337 | 417.732 | 161.653 | 0 | 567.797 | 567.076 | 140377 | 36.7761 | 140643 | 134214 | 133796 | 133796 | 131922 | 131671 | 1501.51 | 0 | 0 | 334.075 | 0 | 131337 | 950 | 129152 | 128506.7188
518 | 1996-01-22 13:00 | 459 | 513 | 177 | 13.9 | 8.2 | 0.15 | 33.3607 | 205.497 | 52.7965 | 0 |  | 459 | 310.017 | 186.174 | 0.17466 | 292.249 | 174.112 | 0.17466 | 282.714 | 166.579 | 0 | 440.308 | 440.165 | 108969 | 32.1479 | 108720 | 105667 | 104961 | 104961 | 103491 | 103324 | 1478.98 | 0 | 0 | 202.411 | 0 | 103122 | 950 | 101440 | 100933.0234
519 | 1996-01-22 14:00 | 312 | 423 | 123 | 13.9 | 8.2 | 0.15 | 26.5405 | 219.788 | 59.7581 | 0 |  | 312 | 212.967 | 130.505 | 0.11872 | 176.818 | 121.997 | 0.11872 | 168.069 | 116.719 | 0 | 279.093 | 278.839 | 69040.2 | 25.4598 | 68126.7 | 67785.7 | 67375.9 | 67375.9 | 66432.7 | 66354 | 1446.01 | 0 | 0 | 76.6417 | 0 | 66277.4 | 949.999 | 64950.8 | 64626.0352
520 | 1996-01-22 15:00 | 97 | 109 | 64 | 13.9 | 7.7 | 0.15 | 17.5115 | 231.517 | 69.0743 | 0 |  | 97 | 39.1506 | 66.9444 | 0.036911 | 24.2171 | 62.5643 | 0.036911 | 21.9195 | 59.8578 | 0 | 80.1418 | 80.1385 | 19840 | 17.2987 | 18433.1 | 18952 | 18869.4 | 18869.4 | 18605.2 | 18600.7 | 1573.18 | 0 | 0 | 7.7357 | 0 | 18593 | 950 | 17920.5 | 17830.8926
521 | 1996-01-22 16:00 | 74 | 171 | 52 | 13.3 | 5.7 | 0.15 | 7.0104 | 241.191 | 79.9159 | 0 |  | 74 | 31.5406 | 56.5004 | 0.028159 | 17.6201 | 52.7346 | 0.028159 | 12.9622 | 50.454 | 0 | 62.1478 | 62.0876 | 15371.8 | 16.184 | 13996.8 | 14453.4 | 14372.7 | 14372.7 | 14171.5 | 14168.9 | 1558.94 | 0 | 0 | 4.2164 | 0 | 14164.7 | 950 | 13597.9 | 13529.9219
522 | 1996-01-22 17:00 | 0 | 9 | 0 | 12.8 | 5.2 | 0.15
523 | 1996-01-22 18:00 | 0 | 0 | 0 | 12.8 | 4.1 | 0.15
524 | 1996-01-22 19:00 | 0 | 0 | 0 | 12.2 | 2.6 | 0.15
525 | 1996-01-22 20:00 | 0 | 0 | 0 | 10.6 | 2.1 | 0.15
526 | 1996-01-22 21:00 | 0 | 0 | 0 | 10.6 | 1.5 | 0.15
527 | 1996-01-22 22:00 | 0 | 0 | 0 | 9.4 | 2.1 | 0.15
528 | 1996-01-22 23:00 | 0 | 0 | 0 | 8.9 | 2.1 | 0.15
529 | 1996-01-23 | 0 | 0 | 0 | 8.9 | 1.5 | 0.15
530 | 1996-01-23 01:00 | 0 | 0 | 0 | 8.3 | 1.5 | 0.15
531 | 1996-01-23 02:00 | 0 | 0 | 0 | 7.8 | 0 | 0.15
532 | 1996-01-23 03:00 | 0 | 0 | 0 | 8.3 | 0 | 0.15
533 | 1996-01-23 04:00 | 0 | 0 | 0 | 7.2 | 0 | 0.15
534 | 1996-01-23 05:00 | 0 | 0 | 0 | 7.2 | 0 | 0.15
535 | 1996-01-23 06:00 | 0 | 9 | 0 | 7.2 | 3.1 | 0.15
536 | 1996-01-23 07:00 | 75 | 335 | 34 | 8.9 | 2.1 | 0.15 | 6.9793 | 118.598 | 82.6933 | 0 |  | 75 | 42.8561 | 35.0602 | 0.02854 | 40.816 | 32.972 | 0.02854 | 27.1249 | 31.5438 | 0 | 57.4953 | 57.4567 | 14222.2 | 12.044 | 12892.4 | 13486.4 | 13373.3 | 13373.3 | 13186.1 | 13182.7 | 1458.49 | 0 | 0 | 4.2068 | 0 | 13178.5 | 950 | 12654.9 | 12591.5908
537 | 1996-01-23 08:00 | 255 | 652 | 59 | 11.1 | 0 | 0.15 | 17.5203 | 128.247 | 71.5334 | 0 |  | 255 | 205.975 | 61.5016 | 0.097035 | 191.335 | 57.6704 | 0.097035 | 171.011 | 55.1738 | 0 | 221.661 | 221.569 | 54845.8 | 24.4395 | 53728.7 | 53613.5 | 53246.6 | 53246.6 | 52501 | 52455.6 | 1441.56 | 0 | 0 | 58.055 | 0 | 52397.5 | 950 | 51233.6 | 50977.4531
538 | 1996-01-23 09:00 | 430 | 786 | 79 | 12.2 | 2.6 | 0.15 | 26.6021 | 139.953 | 61.7302 | 0 |  | 430 | 370.862 | 82.8395 | 0.16363 | 302.297 | 77.6175 | 0.16363 | 286.073 | 74.2581 | 0 | 353.124 | 353.481 | 87513.3 | 31.1069 | 86974.9 | 83954.2 | 83590.2 | 83590.2 | 81263.8 | 81143 | 1451.84 | 0 | 0 | -18.7249 | 0 | 81161.7 | 945.949 | 79799.4 | 79400.4297
539 | 1996-01-23 10:00 | 560 | 850 | 92 | 13.9 | 0 | 0.15 | 33.4878 | 154.239 | 54.0503 | 0 |  | 560 | 497.576 | 97.0086 | 0.2131 | 393.61 | 90.8458 | 0.2131 | 380.178 | 86.9142 | 0 | 457.751 | 457.636 | 113286 | 41.452 | 113179 | 103964 | 103343 | 103343 | 97299.4 | 97094.8 | 1421.98 | 0 | 0 | -386.615 | 258.992 | 97222.5 | 942.464 | 95537.2 | 95059.5703
540 | 1996-01-23 11:00 | 628 | 877 | 98 | 14.4 | 3.6 | 0.15 | 37.2907 | 170.966 | 49.5035 | 0 |  | 628 | 567.845 | 103.921 | 0.23897 | 505.29 | 97.275 | 0.23897 | 491.764 | 93.0656 | 0 | 573.134 | 572.427 | 141717 | 43.656 | 142006 | 130746 | 130015 | 130015 | 126762 | 126485 | 1430.48 | 0 | 0 | -1142.6 | 0 | 127628 | 950 | 125470 | 124843.0469
541 | 1996-01-23 12:00 | 629 | 877 | 98 | 14.4 | 4.6 | 0.15 | 37.3303 | 188.766 | 48.9677 | 0 |  | 629 | 574.735 | 104.512 | 0.23935 | 547.344 | 97.7843 | 0.23935 | 533.034 | 93.5532 | 0 | 614.056 | 613.069 | 151762 | 44.3395 | 152192 | 140694 | 140243 | 140243 | 138279 | 137996 | 1505.06 | 0 | 0 | 358.798 | 0 | 137638 | 950 | 135334 | 134657.375
542 | 1996-01-23 13:00 | 562 | 851 | 92 | 13.9 | 5.2 | 0.15 | 33.5983 | 205.535 | 52.5594 | 0 |  | 562 | 516.258 | 98.697 | 0.21386 | 487.034 | 92.3019 | 0.21386 | 471.361 | 88.3084 | 0 | 548.476 | 548.347 | 135750 | 39.9576 | 135956 | 127910 | 126821 | 126821 | 123835 | 123587 | 1462.06 | 0 | 0 | -642.067 | 0 | 124229 | 950 | 122142 | 121531.5312
543 | 1996-01-23 14:00 | 433 | 788 | 79 | 14.4 | 5.7 | 0.15 | 26.7661 | 219.88 | 59.5347 | 0 |  | 433 | 398.418 | 85.3857 | 0.16477 | 330.782 | 79.8135 | 0.16477 | 314.634 | 76.3607 | 0 | 383.175 | 382.782 | 94781.3 | 32.1807 | 94346.9 | 91019.3 | 90305.3 | 90305.3 | 88632.6 | 88478 | 1417.75 | 0 | 0 | -279.983 | 0 | 88758 | 950 | 87232.1 | 86795.9375
544 | 1996-01-23 15:00 | 255 | 627 | 64 | 13.9 | 4.1 | 0.15 | 17.7205 | 231.641 | 68.8697 | 0 |  | 255 | 226.101 | 70.3061 | 0.097035 | 140.455 | 65.6672 | 0.097035 | 127.33 | 62.8269 | 0 | 186.354 | 186.022 | 46055 | 23.1935 | 44900.6 | 44771.7 | 44521.9 | 44521.9 | 43898.5 | 43864.2 | 1506.82 | 0 | 0 | 44.0732 | 0 | 43820.1 | 950 | 42823.6 | 42609.5234
545 | 1996-01-23 16:00 | 78 | 313 | 38 | 13.3 | 4.6 | 0.15 | 7.2032 | 241.336 | 79.7295 | 0 |  | 78 | 56.8401 | 43.1794 | 0.029681 | 31.7995 | 40.2709 | 0.029681 | 23.5869 | 38.5296 | 0 | 60.8742 | 60.8562 | 15067.8 | 16.2719 | 13717.2 | 14143.6 | 14037.5 | 14037.5 | 13841 | 13838.5 | 1545.55 | 0 | 0 | 4.1127 | 0 | 13834.4 | 950 | 13293.1 | 13226.5898
546 | 1996-01-23 17:00 | 0 | 10 | 0 | 12.8 | 2.6 | 0.15
547 | 1996-01-23 18:00 | 0 | 0 | 0 | 12.2 | 2.1 | 0.15
548 | 1996-01-23 19:00 | 0 | 0 | 0 | 11.7 | 2.6 | 0.15
549 | 1996-01-23 20:00 | 0 | 0 | 0 | 10.6 | 0 | 0.15
550 | 1996-01-23 21:00 | 0 | 0 | 0 | 10 | 0 | 0.15
551 | 1996-01-23 22:00 | 0 | 0 | 0 | 9.4 | 0 | 0.15
552 | 1996-01-23 23:00 | 0 | 0 | 0 | 8.9 | 2.1 | 0.15
553 | 1996-01-24 | 0 | 0 | 0 | 8.3 | 0 | 0.15
554 | 1996-01-24 01:00 | 0 | 0 | 0 | 7.8 | 0 | 0.15
555 | 1996-01-24 02:00 | 0 | 0 | 0 | 7.8 | 1.5 | 0.15
556 | 1996-01-24 03:00 | 0 | 0 | 0 | 7.2 | 0 | 0.15
557 | 1996-01-24 04:00 | 0 | 0 | 0 | 6.7 | 1.5 | 0.15
558 | 1996-01-24 05:00 | 0 | 0 | 0 | 6.7 | 1.5 | 0.15
559 | 1996-01-24 06:00 | 0 | 19 | 0 | 7.2 | 2.6 | 0.15
560 | 1996-01-24 07:00 | 77 | 353 | 33 | 7.8 | 1.5 | 0.15 | 7.0792 | 118.374 | 82.6088 | 0 |  | 77 | 45.8674 | 34.0338 | 0.029301 | 43.6963 | 32.0101 | 0.029301 | 29.1746 | 30.6236 | 0 | 58.6022 | 58.5375 | 14489.7 | 11.0917 | 13158.7 | 13808.9 | 13687.7 | 13687.7 | 13496.1 | 13492.6 | 1453.97 | 0 | 0 | 4.4044 | 0 | 13488.2 | 950 | 12957.2 | 12892.4453
561 | 1996-01-24 08:00 | 259 | 652 | 62 | 10.6 | 0 | 0.15 | 17.6471 | 128.028 | 71.4213 | 0 |  | 259 | 206.789 | 64.57 | 0.098557 | 192.374 | 60.5665 | 0.098557 | 172.105 | 57.9445 | 0 | 225.449 | 225.123 | 55725.1 | 24.1535 | 54618.3 | 54563.8 | 54207.1 | 54207.1 | 53448.2 | 53401.9 | 1452.48 | 0 | 0 | 60.8301 | 0 | 53341.1 | 950 | 52167.5 | 51906.7031
562 | 1996-01-24 09:00 | 420 | 743 | 87 | 11.7 | 1.5 | 0.15 | 26.7617 | 139.746 | 61.5838 | 0 |  | 420 | 351.559 | 90.999 | 0.15982 | 287.46 | 85.2562 | 0.15982 | 272.161 | 81.5662 | 0 | 346.652 | 346.755 | 85846 | 31.1991 | 85269.1 | 82316.7 | 81947.8 | 81947.8 | 79794 | 79682.3 | 1479.87 | 0 | 0 | -54.1563 | 0 | 79736.5 | 945.98 | 78395.3 | 78003.3047
563 | 1996-01-24 10:00 | 510 | 722 | 111 | 13.9 | 0 | 0.15 | 33.683 | 154.063 | 53.8648 | 0 |  | 510 | 423.923 | 116.922 | 0.19407 | 335.332 | 109.503 | 0.19407 | 324.013 | 104.764 | 0 | 420.201 | 420.292 | 104044 | 39.2037 | 103772 | 96586 | 96031.5 | 96031.5 | 91415.8 | 91236.3 | 1406.16 | 0 | 0 | -500.384 | 0 | 91736.7 | 941.435 | 90159.9 | 89709.1406
564 | 1996-01-24 11:00 | 562 | 600 | 197 | 13.9 | 4.1 | 0.15 | 37.5172 | 170.851 | 49.282 | 0 |  | 562 | 390.804 | 205.163 | 0.21386 | 347.748 | 192.015 | 0.21386 | 338.559 | 183.706 | 0 | 511.82 | 511.399 | 126608 | 39.449 | 126657 | 119146 | 118573 | 118573 | 116913 | 116695 | 1455.93 | 0 | 0 | 248.382 | 0 | 116446 | 950 | 114495 | 113922.4688
565 | 1996-01-24 12:00 | 580 | 734 | 134 | 14.4 | 4.6 | 0.15 | 37.5735 | 188.733 | 48.7256 | 0 |  | 580 | 482.392 | 142.505 | 0.22071 | 459.401 | 133.333 | 0.22071 | 447.559 | 127.564 | 0 | 563.62 | 562.97 | 139361 | 41.8929 | 139615 | 130449 | 130052 | 130052 | 128231 | 127992 | 1506.61 | 0 | 0 | 314.3 | 0 | 127678 | 950 | 125561 | 124933.1406
566 | 1996-01-24 13:00 | 510 | 718 | 111 | 14.4 | 4.1 | 0.15 | 33.8403 | 205.58 | 52.318 | 0 |  | 510 | 437.898 | 119.091 | 0.19407 | 413.412 | 111.374 | 0.19407 | 400.293 | 106.555 | 0 | 496.711 | 496.344 | 122878 | 39.1969 | 122876 | 116031 | 115066 | 115066 | 112840 | 112639 | 1477.51 | 0 | 0 | -327.77 | 0 | 112966 | 950 | 111103 | 110547.7656
567 | 1996-01-24 14:00 | 411 | 674 | 106 | 14.4 | 3.6 | 0.15 | 26.9948 | 219.979 | 59.3083 | 0 |  | 411 | 342.862 | 114.117 | 0.1564 | 284.4 | 106.669 | 0.1564 | 270.702 | 102.054 | 0 | 365.301 | 364.915 | 90356.4 | 33.0503 | 89823 | 86475.7 | 85879.4 | 85879.4 | 84641.8 | 84502.9 | 1425.19 | 0 | 0 | 79.7891 | 0 | 84423.1 | 950 | 82965.6 | 82550.8047
568 | 1996-01-24 15:00 | 218 | 439 | 83 | 14.4 | 4.1 | 0.15 | 17.9317 | 231.772 | 68.6631 | 0 |  | 218 | 159.461 | 89.072 | 0.082956 | 99.5184 | 83.2155 | 0.082956 | 90.359 | 79.6159 | 0 | 166.575 | 166.513 | 41224.3 | 22.7189 | 39964.9 | 40079.5 | 39880.9 | 39880.9 | 39322.5 | 39299 | 1533.19 | 0 | 0 | 35.7147 | 0 | 39263.3 | 950 | 38304.6 | 38113.125
569 | 1996-01-24 16:00 | 74 | 93 | 62 | 13.9 | 2.6 | 0.15 | 7.3974 | 241.487 | 79.542 | 0 |  | 74 | 16.9066 | 66.1713 | 0.028159 | 9.4716 | 61.7801 | 0.028159 | 7.0812 | 59.1081 | 0 | 64.8655 | 64.8157 | 16046.5 | 17.3669 | 14657 | 15074.6 | 15006.1 | 15006.1 | 14796 | 14793.3 | 1570.69 | 0 | 0 | 4.6555 | 0 | 14788.6 | 950 | 14197.5 | 14126.5186
570 | 1996-01-24 17:00 | 0 | 9 | 0 | 12.8 | 0 | 0.15
571 | 1996-01-24 18:00 | 0 | 0 | 0 | 12.8 | 0 | 0.15
572 | 1996-01-24 19:00 | 0 | 0 | 0 | 12.8 | 1.5 | 0.15
573 | 1996-01-24 20:00 | 0 | 0 | 0 | 11.7 | 2.6 | 0.15
574 | 1996-01-24 21:00 | 0 | 0 | 0 | 11.1 | 1.5 | 0.15
575 | 1996-01-24 22:00 | 0 | 0 | 0 | 10.6 | 0 | 0.15
576 | 1996-01-24 23:00 | 0 | 0 | 0 | 10 | 1.5 | 0.15
577 | 1996-01-25 | 0 | 0 | 0 | 10 | 1.5 | 0.15
578 | 1996-01-25 01:00 | 0 | 0 | 0 | 10 | 0 | 0.15
579 | 1996-01-25 02:00 | 0 | 0 | 0 | 10 | 1.5 | 0.15
580 | 1996-01-25 03:00 | 0 | 0 | 0 | 10 | 0 | 0.15
581 | 1996-01-25 04:00 | 0 | 0 | 0 | 11.1 | 3.1 | 0.15
582 | 1996-01-25 05:00 | 0 | 0 | 0 | 11.1 | 2.1 | 0.15
583 | 1996-01-25 06:00 | 0 | 0 | 0 | 11.7 | 2.6 | 0.15
584 | 1996-01-25 07:00 | 31 | 0 | 31 | 12.2 | 2.6 | 0.15 | 7.185 | 118.148 | 82.5186 | 0 |  | 31 | 0 | 30.7255 | 0.011796 | 0 | 28.7359 | 0.011796 | 0 | 27.4926 | 0 | 26.9427 | 26.9344 | 6667.98 | 13.6407 | 5497.04 | 5722.62 | 5690.24 | 5690.24 | 5610.58 | 5610.17 | 1560.35 | 0 | 0 | 0.68527 | 0 | 5609.48 | 950 | 5343.98 | 5317.2583
585 | 1996-01-25 08:00 | 88 | 0 | 88 | 12.8 | 3.6 | 0.15 | 17.7799 | 127.808 | 71.3034 | 0 |  | 88 | 0 | 87.4174 | 0.033487 | 0 | 81.7755 | 0.033487 | 0 | 78.2373 | 0 | 76.6725 | 76.6316 | 18971.2 | 16.7165 | 17553.5 | 18099.6 | 18035.5 | 18035.5 | 17783 | 17778.9 | 1557.67 | 0 | 0 | 6.9039 | 0 | 17772 | 950 | 17097.8 | 17012.3242
586 | 1996-01-25 09:00 | 138 | 0 | 138 | 13.9 | 5.7 | 0.15 | 26.9274 | 139.538 | 61.4314 | 0 |  | 138 | 0 | 137.306 | 0.052513 | 0 | 128.441 | 0.052513 | 0 | 122.884 | 0 | 120.426 | 120.365 | 29797.7 | 19.4911 | 28379.4 | 28960 | 28869.3 | 28869.3 | 28465.1 | 28454.8 | 1576.85 | 0 | 0 | 17.8112 | 0 | 28437 | 950 | 27592 | 27454.0039
587 | 1996-01-25 10:00 | 121 | 0 | 121 | 12.8 | 4.1 | 0.15 | 33.8846 | 153.887 | 53.6731 | 0 |  | 121 | 0 | 120.193 | 0.046044 | 0 | 112.416 | 0.046044 | 0 | 107.552 | 0 | 105.401 | 105.371 | 26086.3 | 18.0643 | 24655.7 | 25292.9 | 25209.9 | 25209.9 | 24857 | 24849 | 1565.72 | 0 | 0 | 13.5498 | 0 | 24835.5 | 950 | 24028.8 | 23908.6309
588 | 1996-01-25 11:00 | 134 | 0 | 134 | 12.8 | 3.6 | 0.15 | 37.7499 | 170.737 | 49.0543 | 0 |  | 134 | 0 | 133.197 | 0.050991 | 0 | 124.577 | 0.050991 | 0 | 119.187 | 0 | 116.803 | 116.772 | 28908.2 | 18.7681 | 27486 | 28121.9 | 28033.7 | 28033.7 | 27641.2 | 27631.3 | 1565.2 | 0 | 0 | 16.6105 | 0 | 27614.7 | 950 | 26776.8 | 26642.9531
589 | 1996-01-25 12:00 | 134 | 0 | 134 | 12.8 | 4.6 | 0.15 | 37.8222 | 188.704 | 48.4781 | 0 |  | 134 | 0 | 133.235 | 0.050991 | 0 | 124.61 | 0.050991 | 0 | 119.218 | 0 | 116.834 | 116.789 | 28912.8 | 18.5034 | 27490.5 | 28153.6 | 28061.3 | 28061.3 | 27668.4 | 27658.7 | 1576.01 | 0 | 0 | 16.8182 | 0 | 27641.8 | 950 | 26803.7 | 26669.6406
590 | 1996-01-25 13:00 | 122 | 0 | 122 | 12.8 | 4.1 | 0.15 | 34.0867 | 205.63 | 52.0723 | 0 |  | 122 | 0 | 121.285 | 0.046425 | 0 | 113.431 | 0.046425 | 0 | 108.523 | 0 | 106.353 | 106.299 | 26315.8 | 18.1106 | 24885.4 | 25525 | 25440.9 | 25440.9 | 25084.7 | 25076.5 | 1559.1 | 0 | 0 | 13.7213 | 0 | 25062.8 | 950 | 24252.5 | 24131.2207
591 | 1996-01-25 14:00 | 97 | 0 | 97 | 13.3 | 6.2 | 0.15 | 27.2266 | 220.084 | 59.079 | 0 |  | 97 | 0 | 96.3431 | 0.036911 | 0 | 90.1029 | 0.036911 | 0 | 86.2046 | 0 | 84.4805 | 84.4496 | 20906.7 | 17.1346 | 19479.6 | 20054.1 | 19983.7 | 19983.7 | 19703.9 | 19698.9 | 1558.07 | 0 | 0 | 8.4748 | 0 | 19690.4 | 950 | 18972.4 | 18877.5176
592 | 1996-01-25 15:00 | 75 | 0 | 75 | 14.4 | 4.1 | 0.15 | 18.1449 | 231.91 | 68.4547 | 0 |  | 75 | 0 | 74.551 | 0.02854 | 0 | 69.7201 | 0.02854 | 0 | 66.7037 | 0 | 65.3696 | 65.3435 | 16176.6 | 17.6645 | 14782.3 | 15190.5 | 15133.5 | 15133.5 | 14921.6 | 14918.8 | 1577.17 | 0 | 0 | 4.9105 | 0 | 14913.8 | 950 | 14315 | 14243.3779
593 | 1996-01-25 16:00 | 28 | 0 | 28 | 14.4 | 4.1 | 0.15 | 7.5929 | 241.645 | 79.3535 | 0 |  | 28 | 0 | 27.6011 | 0.010655 | 0 | 25.8174 | 0.010655 | 0 | 24.7004 | 0 | 24.2064 | 24.2 | 5991.04 | 15.609 | 4850.57 | 5013.24 | 4982.52 | 4982.52 | 4912.77 | 4912.45 | 1549.54 | 0 | 0 | 0.52349 | 0 | 4911.93 | 950 | 4676.79 | 4653.4097
594 | 1996-01-25 17:00 | 0 | 0 | 0 | 14.4 | 5.2 | 0.15
595 | 1996-01-25 18:00 | 0 | 0 | 0 | 13.9 | 4.6 | 0.15
596 | 1996-01-25 19:00 | 0 | 0 | 0 | 13.9 | 4.1 | 0.15
597 | 1996-01-25 20:00 | 0 | 0 | 0 | 13.3 | 2.1 | 0.15
598 | 1996-01-25 21:00 | 0 | 0 | 0 | 12.8 | 2.6 | 0.15
599 | 1996-01-25 22:00 | 0 | 0 | 0 | 12.8 | 2.1 | 0.15
600 | 1996-01-25 23:00 | 0 | 0 | 0 | 12.8 | 2.6 | 0.15
601 | 1996-01-26 | 0 | 0 | 0 | 12.2 | 0 | 0.15
602 | 1996-01-26 01:00 | 0 | 0 | 0 | 12.2 | 2.1 | 0.15
603 | 1996-01-26 02:00 | 0 | 0 | 0 | 12.2 | 2.1 | 0.15
604 | 1996-01-26 03:00 | 0 | 0 | 0 | 11.1 | 2.1 | 0.15
605 | 1996-01-26 04:00 | 0 | 0 | 0 | 11.1 | 2.1 | 0.15
606 | 1996-01-26 05:00 | 0 | 0 | 0 | 11.7 | 3.1 | 0.15
607 | 1996-01-26 06:00 | 0 | 0 | 0 | 12.2 | 2.6 | 0.15
608 | 1996-01-26 07:00 | 49 | 61 | 42 | 12.2 | 2.6 | 0.15 | 7.2966 | 117.918 | 82.4229 | 0 |  | 49 | 7.2579 | 42.1259 | 0.018646 | 6.9215 | 39.4825 | 0.018646 | 4.6826 | 37.7735 | 0 | 41.6069 | 41.5859 | 10294.7 | 14.4243 | 9006.92 | 9360.32 | 9312.78 | 9312.78 | 9182.4 | 9181.18 | 1520.76 | 0 | 0 | 1.8348 | 0 | 9179.35 | 950 | 8772.28 | 8728.4229
609 | 1996-01-26 08:00 | 226 | 440 | 91 | 13.3 | 3.1 | 0.15 | 17.9187 | 127.584 | 71.1798 | 0 |  | 226 | 141.378 | 93.3707 | 0.086 | 131.98 | 87.5236 | 0.086 | 118.321 | 83.735 | 0 | 198.015 | 197.818 | 48968.6 | 23.6429 | 47753.8 | 47885.5 | 47676.8 | 47676.8 | 47009.3 | 46975.1 | 1468.06 | 0 | 0 | 47.1207 | 0 | 46928 | 950 | 45849.2 | 45619.9727
610 | 1996-01-26 09:00 | 426 | 726 | 96 | 14.4 | 3.6 | 0.15 | 27.0992 | 139.328 | 61.273 | 0 |  | 426 | 347.82 | 100.374 | 0.16211 | 286.44 | 94.0562 | 0.16211 | 271.457 | 89.9852 | 0 | 354.213 | 354.36 | 87726.8 | 32.5109 | 87172.5 | 83882.5 | 83603.2 | 83603.2 | 81427.7 | 81310.4 | 1457.85 | 0 | 0 | -81.0487 | 0 | 81391.5 | 946.058 | 80023.1 | 79623.0234
611 | 1996-01-26 10:00 | 354 | 326 | 172 | 13.9 | 2.6 | 0.15 | 34.0924 | 153.71 | 53.4752 | 0 |  | 354 | 193.098 | 178.27 | 0.13471 | 154.031 | 166.911 | 0.13471 | 148.943 | 159.687 | 0 | 302.458 | 302.358 | 74848.3 | 30.0725 | 74029.9 | 72253.6 | 71985.2 | 71985.2 | 70933 | 70837.7 | 1404.97 | 0 | 0 | 54.5285 | 0 | 70783.2 | 949.999 | 69481.2 | 69133.8281
612 | 1996-01-26 11:00 | 489 | 452 | 211 | 15 | 2.1 | 0.15 | 37.9885 | 170.625 | 48.8206 | 0 |  | 489 | 297.253 | 219.451 | 0.18608 | 264.087 | 205.385 | 0.18608 | 257.296 | 196.498 | 0 | 444.718 | 444.267 | 109989 | 39.3097 | 109762 | 103449 | 103058 | 103058 | 101615 | 101456 | 1474.55 | 0 | 0 | 195.03 | 0 | 101261 | 950 | 99572.8 | 99074.8828
613 | 1996-01-26 12:00 | 557 | 699 | 127 | 15 | 2.6 | 0.15 | 38.0761 | 188.68 | 48.2253 | 0 |  | 557 | 464.418 | 135.195 | 0.21196 | 442.282 | 126.494 | 0.21196 | 431.21 | 121.021 | 0 | 541.186 | 540.683 | 133845 | 43.92 | 134017 | 124167 | 123788 | 123788 | 122055 | 121837 | 1496.37 | 0 | 0 | 283.985 | 0 | 121553 | 950 | 119552 | 118954.2422
614 | 1996-01-26 13:00 | 513 | 667 | 138 | 14.4 | 2.6 | 0.15 | 34.3371 | 205.688 | 51.8225 | 0 |  | 513 | 410.853 | 147.103 | 0.19521 | 389.08 | 137.571 | 0.19521 | 377.08 | 131.619 | 0 | 498.524 | 498.206 | 123339 | 41.048 | 123338 | 115675 | 114741 | 114741 | 113106 | 112908 | 1478.76 | 0 | 0 | 214.626 | 0 | 112693 | 950 | 110839 | 110284.9219
615 | 1996-01-26 14:00 | 400 | 704 | 76 | 14.4 | 5.2 | 0.15 | 27.4613 | 220.197 | 58.8469 | 0 |  | 400 | 363.353 | 82.1975 | 0.15221 | 301.117 | 76.8324 | 0.15221 | 287.005 | 73.5086 | 0 | 353.304 | 352.715 | 87337.4 | 31.1611 | 86775.8 | 84096.8 | 83470.8 | 83470.8 | 81811.7 | 81679.6 | 1425.06 | 0 | 0 | -344.621 | 0 | 82024.2 | 949.999 | 80595.1 | 80192.1719
616 | 1996-01-26 15:00 | 238 | 519 | 74 | 14.4 | 5.7 | 0.15 | 18.3601 | 232.055 | 68.2446 | 0 |  | 238 | 192.88 | 80.7248 | 0.090566 | 121.436 | 75.404 | 0.090566 | 110.595 | 72.1425 | 0 | 179.082 | 179.219 | 44370.8 | 22.725 | 43168 | 43237.8 | 42974 | 42974 | 42347.2 | 42317.3 | 1519.8 | 0 | 0 | 41.9288 | 0 | 42275.3 | 947.738 | 41289 | 41082.5234
617 | 1996-01-26 16:00 | 79 | 236 | 47 | 13.9 | 4.6 | 0.15 | 7.7895 | 241.81 | 79.1641 | 0 |  | 79 | 44.3565 | 52.1714 | 0.030062 | 24.9875 | 48.6739 | 0.030062 | 18.9484 | 46.5691 | 0 | 64.2072 | 64.1413 | 15880.4 | 17.0324 | 14507.5 | 14928.5 | 14832.3 | 14832.3 | 14624.7 | 14621.9 | 1543.92 | 0 | 0 | 4.4951 | 0 | 14617.4 | 950 | 14044.7 | 13974.5244
618 | 1996-01-26 17:00 | 1 | 29 | 1 | 13.3 | 4.1 | 0.15 | -3.7257 | 250.144 | 89.5249 | 0 |  | 1 | 0 | 1.0741 | 0.00038053 | 0 | 1.0051 | 0 | 0 | 0.96158 | 0 | 0.94235 | 0.94216 | 233.244 | 13.3471 | 18.2048 | 18.0777 | 16.8084 | 16.8084 | 16.5731 | 16.5731 | 1323.71 | 0 | 0 | 4.4593e-06 | 0 | 16.5731 | 950 | 15.7169 | 15.6383
619 | 1996-01-26 18:00 | 0 | 0 | 0 | 12.8 | 3.1 | 0.15
620 | 1996-01-26 19:00 | 0 | 0 | 0 | 12.2 | 3.1 | 0.15
621 | 1996-01-26 20:00 | 0 | 0 | 0 | 12.2 | 2.1 | 0.15
622 | 1996-01-26 21:00 | 0 | 0 | 0 | 11.7 | 1.5 | 0.15
623 | 1996-01-26 22:00 | 0 | 0 | 0 | 11.1 | 2.1 | 0.15
624 | 1996-01-26 23:00 | 0 | 0 | 0 | 10.6 | 0 | 0.15
625 | 1996-01-27 | 0 | 0 | 0 | 10 | 0 | 0.15
626 | 1996-01-27 01:00 | 0 | 0 | 0 | 10 | 0 | 0.15
627 | 1996-01-27 02:00 | 0 | 0 | 0 | 10 | 1.5 | 0.15
628 | 1996-01-27 03:00 | 0 | 0 | 0 | 9.4 | 0 | 0.15
629 | 1996-01-27 04:00 | 0 | 0 | 0 | 8.3 | 0 | 0.15
630 | 1996-01-27 05:00 | 0 | 0 | 0 | 8.3 | 0 | 0.15
631 | 1996-01-27 06:00 | 0 | 9 | 0 | 8.9 | 1.5 | 0.15
632 | 1996-01-27 07:00 | 67 | 129 | 50 | 11.1 | 0 | 0.15 | 7.414 | 117.686 | 82.3216 | 0 |  | 67 | 17.5792 | 50.4638 | 0.025496 | 16.7611 | 47.355 | 0.025496 | 11.4203 | 45.3047 | 0 | 55.5905 | 55.5596 | 13753.6 | 14.445 | 12402.1 | 12883.7 | 12811.9 | 12811.9 | 12632.5 | 12630.1 | 1538.05 | 0 | 0 | 3.6359 | 0 | 12626.5 | 950 | 12104.9 | 12044.332
633 | 1996-01-27 08:00 | 177 | 220 | 109 | 12.2 | 1.5 | 0.15 | 18.0634 | 127.359 | 71.0504 | 0 |  | 177 | 71.1288 | 110.578 | 0.067354 | 66.4255 | 103.589 | 0.067354 | 59.6164 | 99.1055 | 0 | 155.547 | 155.376 | 38463.7 | 20.9373 | 37118.6 | 37634.8 | 37501.5 | 37501.5 | 36976.4 | 36957.1 | 1518.87 | 0 | 0 | 29.8781 | 0 | 36927.2 | 950 | 36043.5 | 35863.2695
634 | 1996-01-27 09:00 | 368 | 330 | 217 | 13.9 | 2.1 | 0.15 | 27.2772 | 139.116 | 61.1086 | 0 |  | 368 | 159.021 | 221.07 | 0.14003 | 131.433 | 207.008 | 0.14003 | 124.622 | 198.05 | 0 | 316.218 | 315.974 | 78221.8 | 31.1897 | 77444.7 | 75400 | 75177 | 75177 | 74124.5 | 74040 | 1475.71 | 0 | 0 | 115.153 | 0 | 73924.9 | 949.999 | 72591.8 | 72228.875
635 | 1996-01-27 10:00 | 454 | 445 | 204 | 14.4 | 2.6 | 0.15 | 34.3064 | 153.533 | 53.2713 | 0 |  | 454 | 265.056 | 210.872 | 0.17276 | 211.421 | 197.427 | 0.17276 | 204.519 | 188.883 | 0 | 385.534 | 385.284 | 95375.8 | 35.008 | 94906 | 90712.5 | 90373.6 | 90373.6 | 88911.3 | 88755.3 | 1391.25 | 0 | 0 | 45.1917 | 0 | 88710.1 | 949.999 | 87197.6 | 86761.5859
636 | 1996-01-27 11:00 | 514 | 536 | 183 | 15 | 3.1 | 0.15 | 38.2331 | 170.515 | 48.5809 | 0 |  | 514 | 353.682 | 190.704 | 0.19559 | 314.216 | 178.483 | 0.19559 | 306.248 | 170.76 | 0 | 467.468 | 466.965 | 115609 | 39.4152 | 115482 | 108680 | 108247 | 108247 | 106731 | 106549 | 1453.61 | 0 | 0 | 208.384 | 0 | 106341 | 950 | 104563 | 104040.3438
637 | 1996-01-27 12:00 | 230 | 0 | 230 | 15.6 | 3.1 | 0.15 | 38.3353 | 188.661 | 47.9671 | 0 |  | 230 | 0 | 230.033 | 0.087522 | 0 | 215.152 | 0.087522 | 0 | 205.844 | 0 | 201.727 | 201.639 | 49918.8 | 26.1427 | 48692.8 | 48469.6 | 48341.5 | 48341.5 | 47664.7 | 47635.2 | 1558.83 | 0 | 0 | 49.3803 | 0 | 47585.8 | 950 | 46525.5 | 46292.8281
638 | 1996-01-27 13:00 | 411 | 257 | 266 | 15.6 | 3.1 | 0.15 | 34.5916 | 205.751 | 51.5687 | 0 |  | 411 | 158.726 | 272.832 | 0.1564 | 150.64 | 255.158 | 0.1564 | 146.061 | 244.119 | 0 | 382.376 | 382.035 | 94577.8 | 35.5746 | 94067.8 | 90323.8 | 89885.8 | 89885.8 | 88627.4 | 88521.9 | 1538.46 | 0 | 0 | 164.512 | 0 | 88357.4 | 949.999 | 86885 | 86450.5312
639 | 1996-01-27 14:00 | 162 | 0 | 162 | 15 | 4.1 | 0.15 | 27.6989 | 220.316 | 58.6122 | 0 |  | 162 | 0 | 162.132 | 0.061646 | 0 | 151.62 | 0.061646 | 0 | 145.06 | 0 | 142.159 | 142.103 | 35179.4 | 22.0994 | 33795.3 | 34152.8 | 34054.3 | 34054.3 | 33577.5 | 33563.1 | 1564.37 | 0 | 0 | 24.4574 | 0 | 33538.6 | 950 | 32674.6 | 32511.2598
640 | 1996-01-27 15:00 | 205 | 280 | 116 | 14.4 | 5.2 | 0.15 | 18.577 | 232.206 | 68.033 | 0 |  | 205 | 104.449 | 121.363 | 0.078009 | 66.0863 | 113.417 | 0.078009 | 60.276 | 108.51 | 0 | 165.411 | 165.218 | 40904.4 | 22.2512 | 39601.1 | 39904.8 | 39740.9 | 39740.9 | 39184.5 | 39162.2 | 1511 | 0 | 0 | 33.4481 | 0 | 39128.8 | 950 | 38175.8 | 37984.8867
641 | 1996-01-27 16:00 | 90 | 51 | 83 | 14.4 | 4.6 | 0.15 | 7.9873 | 241.981 | 78.974 | 0 |  | 90 | 9.6283 | 86.6328 | 0.034248 | 5.4307 | 80.9651 | 0.034248 | 4.1471 | 77.4626 | 0 | 79.9775 | 79.9522 | 19793.5 | 18.3045 | 18372.6 | 18832.7 | 18760.9 | 18760.9 | 18498.3 | 18494 | 1563.74 | 0 | 0 | 7.3332 | 0 | 18486.6 | 950 | 17798.1 | 17709.0859
642 | 1996-01-27 17:00 | 1 | 12 | 0 | 13.9 | 2.6 | 0.15 | -3.5438 | 250.331 | 89.435 | 0 |  | 1 | 0.11335 | 0 | 0.00038053 | 0 | 0 | 0 | 0 | 0 | 0 | 0 | 0 | 0 | 13.9 | 0 | 0 | 0 | 0 | 0 | 0 | 790 | 0 | 0 | 0 | 0 | 0 | 790 | 0 | 0
643 | 1996-01-27 18:00 | 0 | 0 | 0 | 13.3 | 2.1 | 0.15
644 | 1996-01-27 19:00 | 0 | 0 | 0 | 12.8 | 2.1 | 0.15
645 | 1996-01-27 20:00 | 0 | 0 | 0 | 12.8 | 2.6 | 0.15
646 | 1996-01-27 21:00 | 0 | 0 | 0 | 12.8 | 1.5 | 0.15
647 | 1996-01-27 22:00 | 0 | 0 | 0 | 12.8 | 1.5 | 0.15
648 | 1996-01-27 23:00 | 0 | 0 | 0 | 13.3 | 2.1 | 0.15
649 | 1996-01-28 | 0 | 0 | 0 | 13.3 | 0 | 0.15
650 | 1996-01-28 01:00 | 0 | 0 | 0 | 12.2 | 3.1 | 0.15
651 | 1996-01-28 02:00 | 0 | 0 | 0 | 11.7 | 2.1 | 0.15
652 | 1996-01-28 03:00 | 0 | 0 | 0 | 11.7 | 2.6 | 0.15
653 | 1996-01-28 04:00 | 0 | 0 | 0 | 11.7 | 2.6 | 0.15
654 | 1996-01-28 05:00 | 0 | 0 | 0 | 11.7 | 2.6 | 0.15
655 | 1996-01-28 06:00 | 0 | 0 | 0 | 12.2 | 2.6 | 0.15
656 | 1996-01-28 07:00 | 18 | 0 | 18 | 12.2 | 3.1 | 0.15 | 7.5371 | 117.451 | 82.2148 | 0 |  | 18 | 0 | 17.8068 | 0.0068495 | 0 | 16.6411 | 0.0068495 | 0 | 15.9212 | 0 | 15.6028 | 15.5918 | 3859.96 | 13.0152 | 2840.64 | 2950.08 | 2931.99 | 2931.99 | 2890.94 | 2890.81 | 1430.07 | 0 | 0 | 0.15796 | 0 | 2890.65 | 950 | 2747.72 | 2733.98
657 | 1996-01-28 08:00 | 56 | 0 | 56 | 12.8 | 3.6 | 0.15 | 18.2139 | 127.131 | 70.9154 | 0 |  | 56 | 0 | 55.4801 | 0.02131 | 0 | 51.8832 | 0.02131 | 0 | 49.6385 | 0 | 48.6458 | 48.626 | 12038 | 15.2852 | 10706.4 | 11096.2 | 11047.6 | 11047.6 | 10892.9 | 10891.4 | 1555.08 | 0 | 0 | 2.5673 | 0 | 10888.8 | 950 | 10417.7 | 10365.6494
658 | 1996-01-28 09:00 | 341 | 293 | 206 | 13.9 | 3.1 | 0.15 | 27.461 | 138.903 | 60.9384 | 0 |  | 341 | 142.052 | 209.831 | 0.12976 | 117.708 | 196.481 | 0.12976 | 111.668 | 187.978 | 0 | 293.653 | 293.385 | 72629.6 | 29.2396 | 71759.2 | 70419.5 | 70221.7 | 70221.7 | 69238.3 | 69162.6 | 1452.72 | 0 | 0 | 98.4206 | 0 | 69064.2 | 949.999 | 67765.4 | 67426.5469
659 | 1996-01-28 10:00 | 495 | 569 | 174 | 15 | 4.1 | 0.15 | 34.5264 | 153.356 | 53.0613 | 0 |  | 495 | 340.088 | 180.256 | 0.18836 | 271.255 | 168.768 | 0.18836 | 262.508 | 161.465 | 0 | 415.494 | 415.429 | 102837 | 35.7545 | 102508 | 97471.2 | 97077.6 | 97077.6 | 94759.7 | 94577.1 | 1404.06 | 0 | 0 | -115.481 | 0 | 94692.6 | 947.484 | 93088.2 | 92622.8047
660 | 1996-01-28 11:00 | 499 | 556 | 153 | 15.6 | 4.1 | 0.15 | 38.4835 | 170.407 | 48.3353 | 0 |  | 499 | 369.456 | 161.129 | 0.18988 | 327.715 | 150.821 | 0.18988 | 319.525 | 144.295 | 0 | 454.543 | 453.972 | 112396 | 38.28 | 112223 | 106064 | 105514 | 105514 | 104037 | 103862 | 1457.34 | 0 | 0 | 195.548 | 0 | 103667 | 950 | 101928 | 101418.5078
661 | 1996-01-28 12:00 | 531 | 582 | 169 | 16.1 | 4.6 | 0.15 | 38.5996 | 188.646 | 47.7038 | 0 |  | 531 | 390.406 | 178.461 | 0.20206 | 371.248 | 166.968 | 0.20206 | 362.234 | 159.744 | 0 | 511.538 | 511.215 | 126554 | 41.0654 | 126605 | 118768 | 118305 | 118305 | 116648 | 116456 | 1511.67 | 0 | 0 | 265.901 | 0 | 116190 | 950 | 114287 | 113715.9531
662 | 1996-01-28 13:00 | 416 | 219 | 292 | 16.1 | 4.6 | 0.15 | 34.85 | 205.821 | 51.311 | 0 |  | 416 | 135.62 | 299.815 | 0.1583 | 128.838 | 280.392 | 0.1583 | 124.98 | 268.261 | 0 | 385.376 | 385.137 | 95345.7 | 34.9083 | 94848.4 | 91324.1 | 90914.8 | 90914.8 | 89641.9 | 89536.4 | 1554.08 | 0 | 0 | 171.295 | 0 | 89365.1 | 949.999 | 87879.9 | 87440.5469
663 | 1996-01-28 14:00 | 430 | 703 | 101 | 16.1 | 4.1 | 0.15 | 27.9391 | 220.442 | 58.3749 | 0 |  | 430 | 368.081 | 108.831 | 0.16363 | 305.375 | 101.726 | 0.16363 | 291.46 | 97.3253 | 0 | 381.01 | 380.304 | 94166.5 | 35.0997 | 93703 | 89452.3 | 88949.6 | 88949.6 | 87623.9 | 87473.4 | 1417.9 | 0 | 0 | 42.7717 | 0 | 87430.7 | 950 | 85931 | 85501.3125
664 | 1996-01-28 15:00 | 261 | 544 | 85 | 15.6 | 4.1 | 0.15 | 18.7957 | 232.365 | 67.82 | 0 |  | 261 | 206.114 | 92.0947 | 0.099318 | 131.26 | 86.0311 | 0.099318 | 119.898 | 82.3098 | 0 | 198.163 | 198.215 | 49075 | 25.5027 | 47922.2 | 47467.5 | 47179.3 | 47179.3 | 46419.5 | 46383 | 1498.51 | 0 | 0 | 49.4939 | 0 | 46333.5 | 946.844 | 45286.6 | 45060.1758
665 | 1996-01-28 16:00 | 83 | 259 | 46 | 15 | 3.1 | 0.15 | 8.186 | 242.158 | 78.7831 | 0 |  | 83 | 50.5133 | 50.979 | 0.031584 | 28.5256 | 47.5625 | 0.031584 | 21.9302 | 45.5058 | 0 | 66.0872 | 65.9603 | 16330.8 | 18.4487 | 14957 | 15306.1 | 15200.8 | 15200.8 | 14988 | 14984.9 | 1526.03 | 0 | 0 | 4.6743 | 0 | 14980.3 | 950 | 14400.9 | 14328.8867
666 | 1996-01-28 17:00 | 1 | 10 | 1 | 13.9 | 2.6 | 0.15 | -3.3613 | 250.524 | 89.3448 | 0 |  | 1 | 0 | 1.0704 | 0.00038053 | 0 | 1.0018 | 0 | 0 | 0.95841 | 0 | 0.93924 | 0.93871 | 232.387 | 13.9502 | 18.0635 | 17.9443 | 16.657 | 16.657 | 16.4238 | 16.4238 | 1351.07 | 0 | 0 | 4.64e-06 | 0 | 16.4238 | 950 | 15.5754 | 15.4975
667 | 1996-01-28 18:00 | 0 | 0 | 0 | 13.9 | 2.1 | 0.15
668 | 1996-01-28 19:00 | 0 | 0 | 0 | 13.3 | 1.5 | 0.15
669 | 1996-01-28 20:00 | 0 | 0 | 0 | 13.3 | 2.1 | 0.15
670 | 1996-01-28 21:00 | 0 | 0 | 0 | 12.8 | 2.1 | 0.15
671 | 1996-01-28 22:00 | 0 | 0 | 0 | 12.2 | 0 | 0.15
672 | 1996-01-28 23:00 | 0 | 0 | 0 | 11.7 | 0 | 0.15
673 | 1996-01-29 | 0 | 0 | 0 | 11.1 | 2.1 | 0.15
674 | 1996-01-29 01:00 | 0 | 0 | 0 | 10.6 | 0 | 0.15
675 | 1996-01-29 02:00 | 0 | 0 | 0 | 10.6 | 0 | 0.15
676 | 1996-01-29 03:00 | 0 | 0 | 0 | 10 | 3.1 | 0.15
677 | 1996-01-29 04:00 | 0 | 0 | 0 | 10 | 0 | 0.15
678 | 1996-01-29 05:00 | 0 | 0 | 0 | 9.4 | 0 | 0.15
679 | 1996-01-29 06:00 | 0 | 5 | 0 | 9.4 | 1.5 | 0.15
680 | 1996-01-29 07:00 | 56 | 115 | 40 | 10.6 | 1.5 | 0.15 | 7.6658 | 117.213 | 82.1025 | 0 |  | 56 | 16.4586 | 40.3489 | 0.02131 | 15.686 | 37.853 | 0.02131 | 10.8449 | 36.2142 | 0 | 46.1179 | 46.0666 | 11403.5 | 13.1905 | 10095.4 | 10535 | 10469.5 | 10469.5 | 10323 | 10321.3 | 1521.24 | 0 | 0 | 2.3979 | 0 | 10318.9 | 950 | 9873.35 | 9823.9824
681 | 1996-01-29 08:00 | 222 | 430 | 87 | 12.2 | 0 | 0.15 | 18.3701 | 126.901 | 70.7748 | 0 |  | 222 | 140.877 | 89.2379 | 0.084478 | 131.861 | 83.6497 | 0.084478 | 118.611 | 80.0288 | 0 | 194.667 | 194.428 | 48129.8 | 23.9055 | 46904.1 | 46972.6 | 46776.5 | 46776.5 | 46121.6 | 46089.1 | 1478.25 | 0 | 0 | 45.8174 | 0 | 46043.3 | 950 | 44981 | 44756.0508
682 | 1996-01-29 09:00 | 351 | 363 | 183 | 12.8 | 2.1 | 0.15 | 27.6508 | 138.688 | 60.7625 | 0 |  | 351 | 176.626 | 186.386 | 0.13357 | 146.846 | 174.522 | 0.13357 | 139.386 | 166.969 | 0 | 300.229 | 300.034 | 74275 | 29.2174 | 73438.7 | 71990.6 | 71754.8 | 71754.8 | 70750.1 | 70670.8 | 1467.39 | 0 | 0 | 105.35 | 0 | 70565.4 | 949.999 | 69268.2 | 68921.8203
683 | 1996-01-29 10:00 | 470 | 441 | 220 | 15 | 1.5 | 0.15 | 34.7524 | 153.179 | 52.8454 | 0 |  | 470 | 264.675 | 227.066 | 0.17885 | 211.094 | 212.584 | 0.17885 | 204.372 | 203.384 | 0 | 399.602 | 399.539 | 98905.8 | 37.4673 | 98493.5 | 93219 | 92874.8 | 92874.8 | 91425.5 | 91262 | 1390.1 | 0 | 0 | 52.662 | 0 | 91209.4 | 950 | 89654.2 | 89205.9453
684 | 1996-01-29 11:00 | 594 | 606 | 216 | 15.6 | 4.1 | 0.15 | 38.7397 | 170.302 | 48.084 | 0 |  | 594 | 403.346 | 224.481 | 0.22604 | 357.771 | 210.091 | 0.22604 | 348.96 | 201 | 0 | 538.961 | 538.191 | 133245 | 42.4876 | 133393 | 123960 | 123373 | 123373 | 121645 | 121409 | 1451.37 | 0 | 0 | 269.812 | 0 | 121139 | 950 | 119115 | 118519.0078
685 | 1996-01-29 12:00 | 398 | 351 | 178 | 15.6 | 2.6 | 0.15 | 38.8688 | 188.636 | 47.4354 | 0 |  | 398 | 237.089 | 186.413 | 0.15145 | 225.454 | 174.401 | 0.15145 | 220.065 | 166.855 | 0 | 379.182 | 378.811 | 93775.9 | 35.8618 | 93259 | 89354.3 | 89034.5 | 89034.5 | 87787.9 | 87680.6 | 1516.41 | 0 | 0 | 152.918 | 0 | 87527.7 | 949.999 | 86052.2 | 85621.9453
686 | 1996-01-29 13:00 | 458 | 435 | 208 | 16.1 | 3.6 | 0.15 | 35.1122 | 205.897 | 51.0496 | 0 |  | 458 | 273.19 | 217.954 | 0.17428 | 259.654 | 203.832 | 0.17428 | 251.996 | 195.013 | 0 | 438.069 | 437.811 | 108388 | 38.476 | 108124 | 102595 | 101933 | 101933 | 100506 | 100360 | 1504.51 | 0 | 0 | 201.449 | 0 | 100158 | 949.999 | 98526.4 | 98033.7578
687 | 1996-01-29 14:00 | 352 | 420 | 154 | 14.4 | 4.6 | 0.15 | 28.1819 | 220.576 | 58.1352 | 0 |  | 352 | 221.256 | 162.528 | 0.13395 | 183.503 | 151.934 | 0.13395 | 175.259 | 145.362 | 0 | 314.208 | 314.145 | 77780.4 | 29.7414 | 77003 | 75369.3 | 75033.8 | 75033.8 | 73983.3 | 73890.6 | 1452.74 | 0 | 0 | 97.6601 | 0 | 73793 | 950 | 72418.6 | 72056.5156
688 | 1996-01-29 15:00 | 229 | 240 | 151 | 14.4 | 5.2 | 0.15 | 19.0159 | 232.53 | 67.6056 | 0 |  | 229 | 91.1547 | 158.053 | 0.087141 | 58.4706 | 147.699 | 0.087141 | 53.4879 | 141.31 | 0 | 190.902 | 190.653 | 47200.8 | 23.4599 | 45956 | 46133 | 45971.8 | 45971.8 | 45328.2 | 45299.8 | 1527.47 | 0 | 0 | 44.6023 | 0 | 45255.2 | 950 | 44199.1 | 43978.1523
689 | 1996-01-29 16:00 | 59 | 67 | 49 | 14.4 | 3.1 | 0.15 | 8.3857 | 242.342 | 78.5917 | 0 |  | 59 | 13.5539 | 51.1369 | 0.022451 | 7.6706 | 47.7691 | 0.022451 | 5.9341 | 45.7029 | 0 | 50.6042 | 50.5369 | 12511.5 | 17.0423 | 11173.7 | 11505.8 | 11449 | 11449 | 11288.7 | 11287.1 | 1568.04 | 0 | 0 | 2.7198 | 0 | 11284.4 | 950 | 10802.3 | 10748.2539
690 | 1996-01-29 17:00 | 1 | 2 | 1 | 13.9 | 4.1 | 0.15 | -3.1784 | 250.724 | 89.2469 | 0 |  | 1 | 0 | 1.0684 | 0.00038053 | 0 | 0.99996 | 0 | 0 | 0.95669 | 0 | 0.93756 | 0.93717 | 232.007 | 13.9468 | 18.0161 | 17.897 | 16.5919 | 16.5919 | 16.3596 | 16.3596 | 1328.23 | 0 | 0 | 4.4352e-06 | 0 | 16.3596 | 950 | 15.5145 | 15.4369
691 | 1996-01-29 18:00 | 0 | 0 | 0 | 13.3 | 3.1 | 0.15
692 | 1996-01-29 19:00 | 0 | 0 | 0 | 12.8 | 3.1 | 0.15
693 | 1996-01-29 20:00 | 0 | 0 | 0 | 12.8 | 2.1 | 0.15
694 | 1996-01-29 21:00 | 0 | 0 | 0 | 12.2 | 2.1 | 0.15
695 | 1996-01-29 22:00 | 0 | 0 | 0 | 11.7 | 1.5 | 0.15
696 | 1996-01-29 23:00 | 0 | 0 | 0 | 11.7 | 1.5 | 0.15
697 | 1996-01-30 | 0 | 0 | 0 | 11.1 | 1.5 | 0.15
698 | 1996-01-30 01:00 | 0 | 0 | 0 | 11.7 | 1.5 | 0.15
699 | 1996-01-30 02:00 | 0 | 0 | 0 | 11.7 | 2.1 | 0.15
700 | 1996-01-30 03:00 | 0 | 0 | 0 | 11.7 | 1.5 | 0.15
701 | 1996-01-30 04:00 | 0 | 0 | 0 | 11.7 | 3.1 | 0.15
702 | 1996-01-30 05:00 | 0 | 0 | 0 | 11.7 | 2.6 | 0.15
703 | 1996-01-30 06:00 | 0 | 0 | 0 | 11.1 | 2.1 | 0.15
704 | 1996-01-30 07:00 | 42 | 0 | 42 | 12.2 | 2.1 | 0.15 | 7.8002 | 116.973 | 81.9847 | 0 |  | 42 | 0 | 41.6708 | 0.015982 | 0 | 38.9897 | 0.015982 | 0 | 37.3026 | 0 | 36.5566 | 36.5346 | 9044.57 | 14.1991 | 7787.85 | 8099.64 | 8062.88 | 8062.88 | 7950 | 7949.14 | 1524.6 | 0 | 0 | 1.3477 | 0 | 7947.79 | 950 | 7585.99 | 7548.063
705 | 1996-01-30 08:00 | 88 | 0 | 88 | 13.3 | 2.1 | 0.15 | 18.5321 | 126.669 | 70.6287 | 0 |  | 88 | 0 | 87.3834 | 0.033487 | 0 | 81.741 | 0.033487 | 0 | 78.2043 | 0 | 76.6402 | 76.6114 | 18966.1 | 17.4921 | 17548.5 | 18043.2 | 17978.9 | 17978.9 | 17727.2 | 17723.2 | 1579.17 | 0 | 0 | 6.9419 | 0 | 17716.2 | 950 | 17043.5 | 16958.291
706 | 1996-01-30 09:00 | 150 | 0 | 150 | 13.9 | 2.1 | 0.15 | 27.8465 | 138.472 | 60.5809 | 0 |  | 150 | 0 | 149.291 | 0.057079 | 0 | 139.656 | 0.057079 | 0 | 133.613 | 0 | 130.941 | 130.865 | 32397.7 | 21.0608 | 30993.8 | 31443.7 | 31346.5 | 31346.5 | 30907.7 | 30895.6 | 1583.67 | 0 | 0 | 21.0614 | 0 | 30874.5 | 950 | 30015.7 | 29865.6426
707 | 1996-01-30 10:00 | 198 | 0 | 198 | 14.4 | 1.5 | 0.15 | 34.9843 | 153.001 | 52.6237 | 0 |  | 198 | 0 | 197.433 | 0.075345 | 0 | 184.685 | 0.075345 | 0 | 176.694 | 0 | 173.16 | 173.122 | 42859 | 24.1352 | 41548.3 | 41667.4 | 41552.2 | 41552.1 | 40970.4 | 40949 | 1568.93 | 0 | 0 | 36.7821 | 0 | 40912.2 | 950 | 39974.7 | 39774.8359
708 | 1996-01-30 11:00 | 223 | 0 | 223 | 15 | 2.1 | 0.15 | 39.0016 | 170.198 | 47.8269 | 0 |  | 223 | 0 | 222.668 | 0.084858 | 0 | 208.277 | 0.084858 | 0 | 199.265 | 0 | 195.28 | 195.184 | 48320.3 | 25.6802 | 47073.8 | 46939.2 | 46812.3 | 46812.3 | 46156.9 | 46129.7 | 1577.75 | 0 | 0 | 46.9261 | 0 | 46082.8 | 950 | 45053.4 | 44828.1445
709 | 1996-01-30 12:00 | 224 | 0 | 224 | 15 | 3.1 | 0.15 | 39.143 | 188.631 | 47.162 | 0 |  | 224 | 0 | 223.875 | 0.085239 | 0 | 209.391 | 0.085239 | 0 | 200.332 | 0 | 196.325 | 196.281 | 48592 | 25.2625 | 47349.1 | 47286.2 | 47161.1 | 47161.1 | 46500.8 | 46472.7 | 1561.18 | 0 | 0 | 46.9709 | 0 | 46425.8 | 950 | 45389.2 | 45162.2656
710 | 1996-01-30 13:00 | 200 | 0 | 200 | 15 | 3.6 | 0.15 | 35.3781 | 205.98 | 50.7845 | 0 |  | 200 | 0 | 199.957 | 0.076106 | 0 | 187.007 | 0.076106 | 0 | 178.916 | 0 | 175.338 | 175.298 | 43397.7 | 23.9593 | 42092.8 | 42243.2 | 42122.8 | 42122.8 | 41533.1 | 41510.8 | 1567.13 | 0 | 0 | 37.7215 | 0 | 41473.1 | 950 | 40526.7 | 40324.0586
711 | 1996-01-30 14:00 | 154 | 0 | 154 | 15 | 3.6 | 0.15 | 28.4272 | 220.716 | 57.8933 | 0 |  | 154 | 0 | 153.897 | 0.058602 | 0 | 143.921 | 0.058602 | 0 | 137.694 | 0 | 134.94 | 134.887 | 33392.6 | 21.8939 | 31995.3 | 32360.1 | 32259.2 | 32259.2 | 31807.6 | 31794.4 | 1561.95 | 0 | 0 | 22.0716 | 0 | 31772.3 | 950 | 30909.8 | 30755.209
712 | 1996-01-30 15:00 | 92 | 0 | 92 | 14.4 | 3.6 | 0.15 | 19.2376 | 232.702 | 67.39 | 0 |  | 92 | 0 | 91.7206 | 0.035009 | 0 | 85.7726 | 0.035009 | 0 | 82.0617 | 0 | 80.4204 | 80.3668 | 19895.8 | 18.5074 | 18472.8 | 18923.1 | 18858.4 | 18858.4 | 18594.4 | 18590 | 1562.76 | 0 | 0 | 7.533 | 0 | 18582.4 | 950 | 17888.5 | 17799.0586
713 | 1996-01-30 16:00 | 46 | 0 | 46 | 14.4 | 4.6 | 0.15 | 8.5861 | 242.533 | 78.3998 | 0 |  | 46 | 0 | 46.0468 | 0.017504 | 0 | 43.0537 | 0.017504 | 0 | 41.1911 | 0 | 40.3673 | 40.3515 | 9989.51 | 16.3706 | 8705.62 | 8985.74 | 8944.01 | 8944.01 | 8818.8 | 8817.79 | 1554.34 | 0 | 0 | 1.6783 | 0 | 8816.11 | 950 | 8420.62 | 8378.5195
714 | 1996-01-30 17:00 | 1 | 0 | 1 | 13.9 | 3.1 | 0.15 | -2.9952 | 250.929 | 89.1446 | 0 |  | 1 | 0 | 1.0663 | 0.00038053 | 0 | 0.9981 | 0 | 0 | 0.95491 | 0 | 0.93581 | 0.93537 | 231.567 | 13.9489 | 17.9458 | 17.827 | 16.5094 | 16.5094 | 16.2783 | 16.2783 | 1336.68 | 0 | 0 | 4.4856e-06 | 0 | 16.2783 | 950 | 15.4373 | 15.3602
715 | 1996-01-30 18:00 | 0 | 0 | 0 | 13.9 | 2.6 | 0.15
716 | 1996-01-30 19:00 | 0 | 0 | 0 | 13.3 | 2.6 | 0.15
717 | 1996-01-30 20:00 | 0 | 0 | 0 | 13.3 | 3.1 | 0.15
718 | 1996-01-30 21:00 | 0 | 0 | 0 | 13.3 | 4.1 | 0.15
719 | 1996-01-30 22:00 | 0 | 0 | 0 | 13.3 | 4.6 | 0.15
720 | 1996-01-30 23:00 | 0 | 0 | 0 | 13.3 | 3.1 | 0.15
721 | 1996-01-31 | 0 | 0 | 0 | 12.8 | 3.6 | 0.15
722 | 1996-01-31 01:00 | 0 | 0 | 0 | 12.8 | 4.6 | 0.15
723 | 1996-01-31 02:00 | 0 | 0 | 0 | 12.2 | 1.5 | 0.15
724 | 1996-01-31 03:00 | 0 | 0 | 0 | 11.7 | 3.1 | 0.15
725 | 1996-01-31 04:00 | 0 | 0 | 0 | 11.7 | 3.6 | 0.15
726 | 1996-01-31 05:00 | 0 | 0 | 0 | 12.8 | 3.6 | 0.15
727 | 1996-01-31 06:00 | 0 | 0 | 0 | 13.9 | 3.6 | 0.15
728 | 1996-01-31 07:00 | 27 | 0 | 27 | 13.9 | 3.1 | 0.15 | 7.9401 | 116.731 | 81.8616 | 0 |  | 27 | 0 | 26.7428 | 0.010274 | 0 | 25.0031 | 0.010274 | 0 | 23.9214 | 0 | 23.443 | 23.4351 | 5801.65 | 15.1253 | 4670.19 | 4834.05 | 4802.38 | 4802.38 | 4735.15 | 4734.85 | 1541.44 | 0 | 0 | 0.47939 | 0 | 4734.37 | 950 | 4507.06 | 4484.5288
729 | 1996-01-31 08:00 | 80 | 0 | 80 | 14.4 | 4.6 | 0.15 | 18.6997 | 126.434 | 70.4771 | 0 |  | 80 | 0 | 79.3893 | 0.030442 | 0 | 74.2574 | 0.030442 | 0 | 71.0445 | 0 | 69.6236 | 69.5806 | 17225.7 | 17.798 | 15821.1 | 16249.7 | 16190.6 | 16190.6 | 15964 | 15960.6 | 1558.84 | 0 | 0 | 5.5576 | 0 | 15955.1 | 950 | 15327.2 | 15250.5908
730 | 1996-01-31 09:00 | 131 | 0 | 131 | 15.6 | 5.7 | 0.15 | 28.0478 | 138.255 | 60.3936 | 0 |  | 131 | 0 | 130.232 | 0.049849 | 0 | 121.819 | 0.049849 | 0 | 116.548 | 0 | 114.217 | 114.137 | 28256 | 20.9018 | 26831.2 | 27240.1 | 27155 | 27155 | 26774.9 | 26765.6 | 1566.61 | 0 | 0 | 15.7449 | 0 | 26749.9 | 950 | 25920.2 | 25790.6367
731 | 1996-01-31 10:00 | 168 | 0 | 168 | 16.7 | 5.2 | 0.15 | 35.222 | 152.824 | 52.3962 | 0 |  | 168 | 0 | 167.25 | 0.063929 | 0 | 156.441 | 0.063929 | 0 | 149.672 | 0 | 146.679 | 146.617 | 36297 | 23.6673 | 34922 | 35087.6 | 34986.1 | 34986.1 | 34496.3 | 34480.9 | 1564.73 | 0 | 0 | 25.9056 | 0 | 34455 | 950 | 33591.9 | 33423.9609
732 | 1996-01-31 11:00 | 519 | 369 | 286 | 17.2 | 5.7 | 0.15 | 39.269 | 170.097 | 47.5642 | 0 |  | 519 | 248.276 | 293.726 | 0.1975 | 220.215 | 274.86 | 0.1975 | 214.955 | 262.967 | 0 | 468.364 | 467.911 | 115845 | 38.9351 | 115710 | 109425 | 109130 | 109130 | 107602 | 107426 | 1460.57 | 0 | 0 | 221.453 | 0 | 107204 | 950 | 105425 | 104897.9844
733 | 1996-01-31 12:00 | 189 | 0 | 189 | 16.1 | 6.7 | 0.15 | 39.4219 | 188.63 | 46.8839 | 0 |  | 189 | 0 | 188.489 | 0.07192 | 0 | 176.291 | 0.07192 | 0 | 168.663 | 0 | 165.29 | 165.227 | 40904.1 | 23.4336 | 39572.4 | 39794.2 | 39680.8 | 39680.8 | 39125.3 | 39105.9 | 1579.75 | 0 | 0 | 33.7523 | 0 | 39072.1 | 950 | 38166.3 | 37975.4727
734 | 1996-01-31 13:00 | 379 | 275 | 219 | 16.7 | 7.7 | 0.15 | 35.6476 | 206.07 | 50.5159 | 0 |  | 379 | 174.537 | 226.503 | 0.14422 | 166.464 | 211.828 | 0.14422 | 161.705 | 202.663 | 0 | 357.081 | 356.864 | 88347.3 | 31.8349 | 87729.7 | 85458.6 | 84977.4 | 84977.4 | 83787.6 | 83694.1 | 1551.27 | 0 | 0 | 147.258 | 0 | 83546.8 | 949.999 | 82099.1 | 81688.5938
735 | 1996-01-31 14:00 | 112 | 0 | 112 | 15.6 | 7.7 | 0.15 | 28.6747 | 220.863 | 57.6492 | 0 |  | 112 | 0 | 111.386 | 0.042619 | 0 | 104.17 | 0.042619 | 0 | 99.6633 | 0 | 97.6701 | 97.6471 | 24174.1 | 19.7413 | 22741.6 | 23188.6 | 23114.2 | 23114.2 | 22790.6 | 22783.9 | 1564.84 | 0 | 0 | 11.3767 | 0 | 22772.6 | 950 | 21996.6 | 21886.6367
736 | 1996-01-31 15:00 | 84 | 0 | 84 | 14.4 | 5.7 | 0.15 | 19.4607 | 232.88 | 67.1733 | 0 |  | 84 | 0 | 83.5771 | 0.031964 | 0 | 78.1599 | 0.031964 | 0 | 74.7783 | 0 | 73.2828 | 73.2483 | 18133.5 | 17.8025 | 16721.4 | 17174 | 17111.5 | 17111.5 | 16871.9 | 16868.2 | 1569.41 | 0 | 0 | 6.2469 | 0 | 16862 | 950 | 16210 | 16128.9775
737 | 1996-01-31 16:00 | 21 | 0 | 21 | 14.4 | 7.7 | 0.15 | 8.7872 | 242.729 | 78.2075 | 0 |  | 21 | 0 | 20.5164 | 0.0079911 | 0 | 19.1953 | 0.0079911 | 0 | 18.3647 | 0 | 17.9974 | 17.9939 | 4454.64 | 15.1631 | 3396.97 | 3509.54 | 3482.76 | 3482.76 | 3434 | 3433.83 | 1448.57 | 0 | 0 | 0.23643 | 0 | 3433.59 | 950 | 3265.3 | 3248.9785
738 | 1996-01-31 17:00 | 1 | 0 | 1 | 15 | 6.2 | 0.15 | -2.8116 | 251.141 | 89.0422 | 0 |  | 1 | 0 | 1.0643 | 0.00038053 | 0 | 0.99624 | 0 | 0 | 0.95313 | 0 | 0.93407 | 0.93327 | 231.043 | 15.0424 | 17.8549 | 17.7485 | 16.4205 | 16.4205 | 16.1907 | 16.1907 | 1316.39 | 0 | 0 | 4.1949e-06 | 0 | 16.1906 | 950 | 15.3542 | 15.2775
739 | 1996-01-31 18:00 | 0 | 0 | 0 | 15 | 7.2 | 0.15
740 | 1996-01-31 19:00 | 0 | 0 | 0 | 15 | 7.7 | 0.15
741 | 1996-01-31 20:00 | 0 | 0 | 0 | 15 | 6.2 | 0.15
742 | 1996-01-31 21:00 | 0 | 0 | 0 | 14.4 | 5.3 | 0.15
743 | 1996-01-31 22:00 | 0 | 0 | 0 | 13.9 | 4.4 | 0.15
744 | 1996-01-31 23:00 | 0 | 0 | 0 | 13.3 | 3.5 | 0.15
745 | 1991-02-01 | 0 | 0 | 0 | 12.8 | 2.7 | 0.15
746 | 1991-02-01 01:00 | 0 | 0 | 0 | 12.2 | 1.8 | 0.15
747 | 1991-02-01 02:00 | 0 | 0 | 0 | 11.7 | 0.9 | 0.15
748 | 1991-02-01 03:00 | 0 | 0 | 0 | 11.1 | 0 | 0.15
749 | 1991-02-01 04:00 | 0 | 0 | 0 | 10 | 2.1 | 0.15
750 | 1991-02-01 05:00 | 0 | 0 | 0 | 9.4 | 0 | 0.15
751 | 1991-02-01 06:00 | 1 | 2 | 1 | 9.4 | 1.5 | 0.15 | -3.5669 | 108.11 | 89.9064 | 0 |  | 1 | 0 | 1.081 | 0.00038053 | 0 | 1.011 | 0 | 0 | 0.96725 | 0 | 0.94791 | 0.94753 | 234.572 | 9.4533 | 18.3841 | 18.2133 | 17.0026 | 17.0026 | 16.7645 | 16.7645 | 1358.15 | 0 | 0 | 4.7331e-06 | 0 | 16.7645 | 950 | 15.8984 | 15.8189
752 | 1991-02-01 07:00 | 77 | 182 | 51 | 12.2 | 2.1 | 0.15 | 8.1126 | 116.433 | 81.7097 | 0 |  | 77 | 26.5297 | 51.3511 | 0.029301 | 25.3265 | 48.1747 | 0.029301 | 17.9236 | 46.089 | 0 | 62.7324 | 62.6615 | 15511.6 | 15.6288 | 14138.6 | 14623.4 | 14529.1 | 14529.1 | 14325.7 | 14322.5 | 1522.8 | 0 | 0 | 4.6464 | 0 | 14317.9 | 950 | 13747.2 | 13678.4492
753 | 1991-02-01 08:00 | 265 | 583 | 76 | 13.9 | 2.6 | 0.15 | 18.9059 | 126.147 | 70.2906 | 0 |  | 265 | 196.475 | 78.6337 | 0.10084 | 184.344 | 73.7374 | 0.10084 | 166.458 | 70.5453 | 0 | 232.264 | 232.053 | 57443.6 | 26.312 | 56352.2 | 55906.7 | 55650.2 | 55650.2 | 54871.1 | 54824.3 | 1473.03 | 0 | 0 | 64.8051 | 0 | 54759.5 | 950 | 53570.8 | 53302.9375
754 | 1991-02-01 09:00 | 410 | 566 | 142 | 16.7 | 2.1 | 0.15 | 28.2952 | 137.988 | 60.1636 | 0 |  | 410 | 280.989 | 146.187 | 0.15602 | 236.248 | 136.93 | 0.15602 | 224.649 | 131.004 | 0 | 348.54 | 348.398 | 86246.3 | 35.7639 | 85631.2 | 81614 | 81335.2 | 81335.2 | 79974.8 | 79867.8 | 1458.33 | 0 | 0 | 110.188 | 0 | 79757.6 | 949.999 | 78414.3 | 78022.2656
755 | 1991-02-01 10:00 | 559 | 657 | 178 | 17.8 | 2.1 | 0.15 | 35.5139 | 152.606 | 52.117 | 0 |  | 559 | 402.421 | 185.056 | 0.21272 | 323.611 | 173.271 | 0.21272 | 313.723 | 165.773 | 0 | 469.906 | 470.098 | 116371 | 43.5231 | 116262 | 106857 | 106323 | 106323 | 103066 | 102854 | 1407.8 | 0 | 0 | -652.972 | 0 | 103507 | 947.367 | 101740 | 101231.5
756 | 1991-02-01 11:00 | 608 | 739 | 138 | 17.2 | 5.7 | 0.15 | 39.5973 | 169.973 | 47.2416 | 0 |  | 608 | 500.39 | 145.595 | 0.23136 | 443.824 | 136.284 | 0.23136 | 433.422 | 130.387 | 0 | 552.533 | 551.905 | 136649 | 42.8367 | 136857 | 126745 | 126352 | 126352 | 123978 | 123730 | 1449.17 | 0 | 0 | -321.901 | 0 | 124052 | 950 | 121957 | 121347.1719
757 | 1991-02-01 12:00 | 617 | 711 | 163 | 17.2 | 6.2 | 0.15 | 39.7642 | 188.631 | 46.5425 | 0 |  | 617 | 488.104 | 172.231 | 0.23479 | 464.144 | 161.14 | 0.23479 | 453.619 | 154.167 | 0 | 595.63 | 594.672 | 147213 | 44.202 | 147575 | 136669 | 136103 | 136103 | 134198 | 133938 | 1503.37 | 0 | 0 | 345.047 | 0 | 133593 | 950 | 131366 | 130709.3516
758 | 1991-02-01 13:00 | 561 | 745 | 124 | 18.3 | 3.6 | 0.15 | 35.9778 | 206.182 | 50.1867 | 0 |  | 561 | 476.201 | 132.457 | 0.21348 | 455.715 | 123.872 | 0.21348 | 442.93 | 118.513 | 0 | 550.214 | 549.944 | 136144 | 46.4069 | 136348 | 125198 | 124275 | 124275 | 122528 | 122299 | 1492.15 | 0 | 0 | 279.997 | 0 | 122019 | 950 | 119988 | 119388.2188
759 | 1991-02-01 14:00 | 419 | 585 | 136 | 18.9 | 3.1 | 0.15 | 28.9778 | 221.046 | 57.3505 | 0 |  | 419 | 315.039 | 144.922 | 0.15944 | 261.024 | 135.468 | 0.15944 | 249.826 | 129.608 | 0 | 371.845 | 371.345 | 91942.9 | 38.3157 | 91421.1 | 86329.3 | 86041.6 | 86041.6 | 84837 | 84706.6 | 1443.56 | 0 | 0 | 122.952 | 0 | 84583.6 | 949.999 | 83135.8 | 82720.0938
760 | 1991-02-01 15:00 | 237 | 391 | 105 | 19.4 | 3.1 | 0.15 | 19.7335 | 233.101 | 66.9084 | 0 |  | 237 | 153.247 | 111.819 | 0.090186 | 100.3 | 104.473 | 0.090186 | 92.168 | 99.9538 | 0 | 188.279 | 188.343 | 46631 | 29.2475 | 45411.3 | 44473.8 | 44262.7 | 44262.7 | 43589.7 | 43550.1 | 1436.35 | 0 | 0 | 32.5808 | 0 | 43517.6 | 948.363 | 42491.4 | 42278.9453
761 | 1991-02-01 16:00 | 93 | 196 | 61 | 17.2 | 3.6 | 0.15 | 9.0331 | 242.972 | 77.9725 | 0 |  | 93 | 42.4415 | 65.165 | 0.035389 | 24.1898 | 60.8404 | 0.035389 | 19.0691 | 58.2091 | 0 | 75.7326 | 75.7622 | 18757.3 | 21.0721 | 17355.9 | 17595.2 | 17501.9 | 17501.9 | 17256.8 | 17253 | 1560.01 | 0 | 0 | 6.2792 | 0 | 17246.7 | 950 | 16604.1 | 16521.0645
762 | 1991-02-01 17:00 | 2 | 5 | 2 | 15 | 3.1 | 0.15 | -2.5871 | 251.401 | 88.917 | 0 |  | 2 | 0 | 2.0986 | 0.00076106 | 0 | 1.9643 | 0 | 0 | 1.8793 | 0 | 1.8417 | 1.8404 | 455.608 | 15.0962 | 69.1785 | 68.7684 | 68.6644 | 68.6644 | 67.703 | 67.703 | 1406.63 | 0 | 0 | 8.6746e-05 | 0 | 67.7029 | 950 | 64.208 | 63.887
763 | 1991-02-01 18:00 | 0 | 0 | 0 | 13.9 | 2.6 | 0.15
764 | 1991-02-01 19:00 | 0 | 0 | 0 | 13.9 | 2.6 | 0.15
765 | 1991-02-01 20:00 | 0 | 0 | 0 | 12.8 | 0 | 0.15
766 | 1991-02-01 21:00 | 0 | 0 | 0 | 11.7 | 2.6 | 0.15
767 | 1991-02-01 22:00 | 0 | 0 | 0 | 12.8 | 0 | 0.15
768 | 1991-02-01 23:00 | 0 | 0 | 0 | 12.8 | 3.1 | 0.15
769 | 1991-02-02 | 0 | 0 | 0 | 11.7 | 3.1 | 0.15
770 | 1991-02-02 01:00 | 0 | 0 | 0 | 11.1 | 0 | 0.15
771 | 1991-02-02 02:00 | 0 | 0 | 0 | 10 | 1.5 | 0.15
772 | 1991-02-02 03:00 | 0 | 0 | 0 | 9.4 | 2.6 | 0.15
773 | 1991-02-02 04:00 | 0 | 0 | 0 | 8.3 | 0 | 0.15
774 | 1991-02-02 05:00 | 0 | 0 | 0 | 9.4 | 1.5 | 0.15
775 | 1991-02-02 06:00 | 2 | 29 | 1 | 10.6 | 4.6 | 0.15 | -3.4358 | 107.852 | 89.8896 | 0 |  | 2 | 0.022153 | 0.6134 | 0.00076106 | 0 | 0.57388 | 0 | 0 | 0.54905 | 0 | 0.53807 | 0.53787 | 133.155 | 10.6263 | 5.9464 | 5.8953 | 0.25499 | 0.23764 | 0.23387 | 0.23387 | 449.091 | 0 | 0 | 0 | 0.1146 | 0.11928 | 816.494 | 0.11467 | 0.11409
776 | 1991-02-02 07:00 | 88 | 315 | 42 | 11.1 | 2.1 | 0.15 | 8.2647 | 116.186 | 81.5749 | 0 |  | 88 | 46.8236 | 42.916 | 0.033487 | 44.7617 | 40.3236 | 0.033487 | 31.9084 | 38.5773 | 0 | 69.0759 | 69.0063 | 17081.1 | 14.8759 | 15707.2 | 16274 | 16113.5 | 16113.5 | 15887.9 | 15883.6 | 1489.61 | 0 | 0 | 5.8853 | 0 | 15877.7 | 950 | 15275.3 | 15198.9189
777 | 1991-02-02 08:00 | 266 | 504 | 101 | 13.3 | 0 | 0.15 | 19.0857 | 125.908 | 70.1271 | 0 |  | 266 | 171.321 | 103.302 | 0.10122 | 160.908 | 96.8224 | 0.10122 | 145.477 | 92.6314 | 0 | 233.347 | 233.122 | 57708.9 | 27.3351 | 56612.6 | 55963.5 | 55719 | 55719 | 54938.9 | 54893.2 | 1487.74 | 0 | 0 | 65.3015 | 0 | 54827.9 | 950 | 53634.7 | 53366.5039
778 | 1991-02-02 09:00 | 366 | 417 | 167 | 16.1 | 2.6 | 0.15 | 28.5091 | 137.767 | 59.9642 | 0 |  | 366 | 208.465 | 171.519 | 0.13927 | 176.122 | 160.649 | 0.13927 | 167.571 | 153.696 | 0 | 314.842 | 314.705 | 77905.5 | 32.9329 | 77134.5 | 74511.6 | 74262.4 | 74262.4 | 73206.7 | 73119.6 | 1455.07 | 0 | 0 | 106.977 | 0 | 73012.7 | 949.999 | 71702.4 | 71343.8984
779 | 1991-02-02 10:00 | 492 | 633 | 123 | 17.2 | 2.6 | 0.15 | 35.7641 | 152.428 | 51.877 | 0 |  | 492 | 389.459 | 129.034 | 0.18722 | 313.519 | 120.84 | 0.18722 | 304.071 | 115.611 | 0 | 411.288 | 411.338 | 101822 | 39.2016 | 101500 | 94928.4 | 94489.2 | 94489.2 | 90923.4 | 90753.1 | 1415.43 | 0 | 0 | -688.77 | 0 | 91441.8 | 943.118 | 89897.5 | 89448.0156
780 | 1991-02-02 11:00 | 324 | 179 | 209 | 17.8 | 2.6 | 0.15 | 39.8768 | 169.876 | 46.9668 | 0 |  | 324 | 122.349 | 214.582 | 0.12329 | 108.516 | 200.794 | 0.12329 | 106.014 | 192.106 | 0 | 292.157 | 291.918 | 72272.5 | 33.4141 | 71388.9 | 69042.5 | 68855 | 68855 | 67891.1 | 67826.6 | 1513.76 | 0 | 0 | 94.3642 | 0 | 67732.2 | 949.999 | 66403.6 | 66071.5469
781 | 1991-02-02 12:00 | 495 | 490 | 181 | 18.9 | 3.6 | 0.15 | 40.0534 | 188.642 | 46.2539 | 0 |  | 495 | 337.336 | 189.389 | 0.18836 | 320.775 | 177.184 | 0.18836 | 313.624 | 169.518 | 0 | 473.479 | 473.009 | 117095 | 43.0749 | 116987 | 108903 | 108496 | 108496 | 106977 | 106816 | 1519.88 | 0 | 0 | 225.546 | 0 | 106590 | 950 | 104853 | 104328.8359
782 | 1991-02-02 13:00 | 330 | 209 | 206 | 17.2 | 4.1 | 0.15 | 36.2547 | 206.286 | 49.9107 | 0 |  | 330 | 135.005 | 212.958 | 0.12557 | 129.574 | 199.159 | 0.12557 | 125.997 | 190.543 | 0 | 310.209 | 310.103 | 76770.5 | 32.6925 | 75954.1 | 73749.1 | 73440.2 | 73440.2 | 72412 | 72343.4 | 1554.15 | 0 | 0 | 111.215 | 0 | 72232.2 | 949.999 | 70855 | 70500.7422
783 | 1991-02-02 14:00 | 186 | 0 | 186 | 15.6 | 4.1 | 0.15 | 29.2301 | 221.209 | 57.102 | 0 |  | 186 | 0 | 186.409 | 0.070779 | 0 | 174.32 | 0.070779 | 0 | 166.778 | 0 | 163.443 | 163.376 | 40445.9 | 23.7621 | 39109.4 | 39280 | 39166.2 | 39166.2 | 38617.9 | 38598.8 | 1565.45 | 0 | 0 | 32.4852 | 0 | 38566.3 | 950 | 37666.3 | 37477.9531
784 | 1991-02-02 15:00 | 124 | 0 | 124 | 15 | 6.2 | 0.15 | 19.9592 | 233.294 | 66.6897 | 0 |  | 124 | 0 | 124.357 | 0.047186 | 0 | 116.279 | 0.047186 | 0 | 111.249 | 0 | 109.024 | 108.963 | 26975.1 | 19.9476 | 25546.2 | 26027.9 | 25944.3 | 25944.3 | 25581 | 25572.7 | 1571.97 | 0 | 0 | 14.3463 | 0 | 25558.3 | 950 | 24741.5 | 24617.8242
785 | 1991-02-02 16:00 | 51 | 0 | 51 | 14.4 | 3.6 | 0.15 | 9.2355 | 243.182 | 77.7796 | 0 |  | 51 | 0 | 51.1036 | 0.019407 | 0 | 47.7802 | 0.019407 | 0 | 45.7131 | 0 | 44.7989 | 44.7841 | 11086.9 | 16.6889 | 9775.73 | 10080.1 | 10035.3 | 10035.3 | 9894.76 | 9893.49 | 1557.12 | 0 | 0 | 2.1336 | 0 | 9891.36 | 950 | 9455.82 | 9408.541
786 | 1991-02-02 17:00 | 3 | 3 | 3 | 14.4 | 4.1 | 0.15 | -2.4031 | 251.626 | 88.8142 | 0 |  | 3 | 0 | 3.1063 | 0.0011416 | 0 | 2.9071 | 0 | 0 | 2.7813 | 0 | 2.7257 | 2.725 | 674.602 | 14.5361 | 151.228 | 150.281 | 150.227 | 150.227 | 148.124 | 148.124 | 1423.63 | 0 | 0 | 0.0004207 | 0 | 148.124 | 950 | 140.487 | 139.7843
787 | 1991-02-02 18:00 | 0 | 0 | 0 | 13.9 | 3.6 | 0.15
788 | 1991-02-02 19:00 | 0 | 0 | 0 | 13.9 | 2.1 | 0.15
789 | 1991-02-02 20:00 | 0 | 0 | 0 | 13.3 | 2.6 | 0.15
790 | 1991-02-02 21:00 | 0 | 0 | 0 | 12.2 | 2.6 | 0.15
791 | 1991-02-02 22:00 | 0 | 0 | 0 | 12.8 | 2.6 | 0.15
792 | 1991-02-02 23:00 | 0 | 0 | 0 | 12.8 | 3.6 | 0.15
793 | 1991-02-03 | 0 | 0 | 0 | 12.2 | 2.1 | 0.15
794 | 1991-02-03 01:00 | 0 | 0 | 0 | 11.1 | 0 | 0.15
795 | 1991-02-03 02:00 | 0 | 0 | 0 | 10.6 | 2.6 | 0.15
796 | 1991-02-03 03:00 | 0 | 0 | 0 | 10 | 2.1 | 0.15
797 | 1991-02-03 04:00 | 0 | 0 | 0 | 9.4 | 2.1 | 0.15
798 | 1991-02-03 05:00 | 0 | 0 | 0 | 9.4 | 2.1 | 0.15
799 | 1991-02-03 06:00 | 1 | 18 | 1 | 8.9 | 0 | 0.15 | -3.2994 | 107.593 | 89.872 | 0 |  | 1 | 0 | 1.0801 | 0.00038053 | 0 | 1.0101 | 0 | 0 | 0.96641 | 0 | 0.94708 | 0.94662 | 234.35 | 8.957 | 18.3452 | 18.1691 | 16.9522 | 16.9522 | 16.7149 | 16.7149 | 1342.94 | 0 | 0 | 4.6707e-06 | 0 | 16.7149 | 950 | 15.8514 | 15.7721
800 | 1991-02-03 07:00 | 67 | 152 | 44 | 11.7 | 2.1 | 0.15 | 8.4221 | 115.936 | 81.4348 | 0 |  | 67 | 23.3564 | 44.2811 | 0.025496 | 22.3307 | 41.5334 | 0.025496 | 16.0379 | 39.7353 | 0 | 54.6578 | 54.6239 | 13521.7 | 14.6889 | 12175.3 | 12637.1 | 12543.1 | 12543.1 | 12367.5 | 12365.2 | 1520.19 | 0 | 0 | 3.4703 | 0 | 12361.7 | 950 | 11848.8 | 11789.5791
801 | 1991-02-03 08:00 | 261 | 508 | 93 | 13.3 | 1.5 | 0.15 | 19.271 | 125.668 | 69.9584 | 0 |  | 261 | 174.229 | 95.7604 | 0.099318 | 163.771 | 89.7724 | 0.099318 | 148.253 | 85.8864 | 0 | 229.457 | 229.348 | 56775.4 | 26.197 | 55667.6 | 55266.7 | 55016.5 | 55016.5 | 54246.3 | 54201.3 | 1476.87 | 0 | 0 | 63.3067 | 0 | 54138 | 950 | 52955.9 | 52691.1055
802 | 1991-02-03 09:00 | 428 | 632 | 125 | 15.6 | 3.1 | 0.15 | 28.7284 | 137.545 | 59.7594 | 0 |  | 428 | 317.138 | 129.712 | 0.16287 | 268.743 | 121.522 | 0.16287 | 255.848 | 116.263 | 0 | 364.668 | 364.63 | 90263.7 | 34.6646 | 89725.6 | 85824.2 | 85526.9 | 85526.9 | 83748.1 | 83628.9 | 1447.28 | 0 | 0 | -106.003 | 0 | 83734.9 | 949.384 | 82347.5 | 81935.75
803 | 1991-02-03 10:00 | 546 | 717 | 125 | 16.7 | 5.2 | 0.15 | 36.0199 | 152.25 | 51.6317 | 0 |  | 546 | 444.014 | 131.061 | 0.20777 | 360.013 | 122.737 | 0.20777 | 349.307 | 117.425 | 0 | 457.397 | 457.355 | 113212 | 38.4336 | 113076 | 106079 | 105622 | 105622 | 101604 | 101393 | 1403.04 | 0 | 0 | -389.146 | 0 | 101782 | 942.822 | 100062 | 99561.4922
804 | 1991-02-03 11:00 | 614 | 751 | 131 | 16.7 | 5.2 | 0.15 | 40.1614 | 169.782 | 46.6867 | 0 |  | 614 | 513.504 | 138.311 | 0.23365 | 456.145 | 129.468 | 0.23365 | 445.797 | 123.865 | 0 | 558.269 | 557.572 | 138055 | 43.1959 | 138285 | 127827 | 127289 | 127289 | 124644 | 124390 | 1440.98 | 0 | 0 | -575.791 | 0 | 124966 | 950 | 122856 | 122241.7344
805 | 1991-02-03 12:00 | 618 | 681 | 178 | 16.7 | 4.6 | 0.15 | 40.3469 | 188.658 | 45.9609 | 0 |  | 618 | 472.347 | 187.549 | 0.23517 | 449.818 | 175.468 | 0.23517 | 439.962 | 167.876 | 0 | 595.681 | 594.827 | 147248 | 45.7486 | 147610 | 135833 | 135418 | 135418 | 133521 | 133267 | 1518.99 | 0 | 0 | 345.384 | 0 | 132921 | 950 | 130708 | 130054.0391
806 | 1991-02-03 13:00 | 526 | 620 | 157 | 16.7 | 6.7 | 0.15 | 36.5348 | 206.397 | 49.6316 | 0 |  | 526 | 401.399 | 166.514 | 0.20016 | 386.165 | 155.722 | 0.20016 | 375.672 | 148.985 | 0 | 514.163 | 514.008 | 127251 | 39.5143 | 127312 | 120305 | 119538 | 119538 | 117864 | 117658 | 1492.97 | 0 | 0 | 267.166 | 0 | 117391 | 950 | 115451 | 114873.8047
807 | 1991-02-03 14:00 | 375 | 186 | 283 | 15.6 | 4.6 | 0.15 | 29.4843 | 221.378 | 56.8518 | 0 |  | 375 | 102.175 | 291.893 | 0.1427 | 84.7987 | 272.896 | 0.1427 | 81.2657 | 261.09 | 0 | 335.509 | 335.294 | 83010.4 | 31.9742 | 82299.6 | 80100.9 | 79875 | 79875 | 78756.8 | 78675.1 | 1551.33 | 0 | 0 | 131.677 | 0 | 78543.4 | 949.999 | 77136.9 | 76751.2031
808 | 1991-02-03 15:00 | 116 | 38 | 103 | 14.4 | 5.7 | 0.15 | 20.1859 | 233.494 | 66.4702 | 0 |  | 116 | 15.0322 | 103.123 | 0.044142 | 9.9913 | 96.4536 | 0.044142 | 9.2062 | 92.2804 | 0 | 99.4569 | 99.4035 | 24609.1 | 19.0174 | 23178.7 | 23693.7 | 23613 | 23613 | 23282.4 | 23275.5 | 1580.24 | 0 | 0 | 12.1081 | 0 | 23263.4 | 950 | 22485.9 | 22373.4902
809 | 1991-02-03 16:00 | 52 | 22 | 48 | 14.4 | 4.6 | 0.15 | 9.4382 | 243.399 | 77.5867 | 0 |  | 52 | 5.2398 | 47.2876 | 0.019788 | 2.9922 | 44.2499 | 0.019788 | 2.3842 | 42.3352 | 0 | 43.825 | 43.8128 | 10846.7 | 16.5396 | 9542.82 | 9844.08 | 9798.43 | 9798.43 | 9661.25 | 9660.02 | 1547.12 | 0 | 0 | 1.9985 | 0 | 9658.02 | 950 | 9232.04 | 9185.875
810 | 1991-02-03 17:00 | 3 | 13 | 2 | 13.9 | 3.6 | 0.15 | -2.219 | 251.856 | 88.7001 | 0 |  | 3 | 0.26069 | 1.6351 | 0.0011416 | 0 | 1.5229 | 0 | 0 | 1.4571 | 0 | 1.4279 | 1.4272 | 353.335 | 13.9729 | 41.5549 | 41.2807 | 41.1321 | 41.1321 | 40.5562 | 40.5562 | 1413.37 | 0 | 0 | 3.0157e-05 | 0 | 40.5562 | 950 | 38.4617 | 38.2694
811 | 1991-02-03 18:00 | 0 | 0 | 0 | 13.3 | 3.6 | 0.15
812 | 1991-02-03 19:00 | 0 | 0 | 0 | 13.3 | 4.1 | 0.15
813 | 1991-02-03 20:00 | 0 | 0 | 0 | 12.8 | 0 | 0.15
814 | 1991-02-03 21:00 | 0 | 0 | 0 | 11.7 | 3.1 | 0.15
815 | 1991-02-03 22:00 | 0 | 0 | 0 | 13.3 | 3.6 | 0.15
816 | 1991-02-03 23:00 | 0 | 0 | 0 | 13.3 | 4.6 | 0.15
817 | 1991-02-04 | 0 | 0 | 0 | 12.8 | 3.6 | 0.15
818 | 1991-02-04 01:00 | 0 | 0 | 0 | 12.2 | 2.6 | 0.15
819 | 1991-02-04 02:00 | 0 | 0 | 0 | 11.1 | 3.1 | 0.15
820 | 1991-02-04 03:00 | 0 | 0 | 0 | 11.1 | 2.6 | 0.15
821 | 1991-02-04 04:00 | 0 | 0 | 0 | 10.6 | 3.1 | 0.15
822 | 1991-02-04 05:00 | 0 | 0 | 0 | 10 | 4.1 | 0.15
823 | 1991-02-04 06:00 | 0 | 0 | 0 | 10 | 3.1 | 0.15
824 | 1991-02-04 07:00 | 58 | 82 | 45 | 10 | 2.1 | 0.15 | 8.5848 | 115.685 | 81.2896 | 0 |  | 58 | 13.1709 | 45.0122 | 0.022071 | 12.5942 | 42.1724 | 0.022071 | 9.1127 | 40.3471 | 0 | 48.4706 | 48.4317 | 11989.1 | 12.6501 | 10664 | 11152.9 | 11082.5 | 11082.5 | 10927.3 | 10925.6 | 1532.85 | 0 | 0 | 2.6395 | 0 | 10923 | 950 | 10454.1 | 10401.8291
825 | 1991-02-04 08:00 | 66 | 0 | 66 | 11.7 | 3.1 | 0.15 | 19.4615 | 125.426 | 69.7845 | 0 |  | 66 | 0 | 65.4261 | 0.025115 | 0 | 61.1885 | 0.025115 | 0 | 58.5411 | 0 | 57.3703 | 57.3473 | 14197.1 | 14.6984 | 12827.9 | 13323.5 | 13267.1 | 13267.1 | 13081.4 | 13079.2 | 1574.71 | 0 | 0 | 3.7901 | 0 | 13075.4 | 950 | 12531.7 | 12469.0801
826 | 1991-02-04 09:00 | 410 | 568 | 136 | 13.9 | 3.6 | 0.15 | 28.953 | 137.322 | 59.5494 | 0 |  | 410 | 286.537 | 140.813 | 0.15602 | 243.606 | 131.913 | 0.15602 | 232.056 | 126.204 | 0 | 351.095 | 350.949 | 86876.4 | 31.8365 | 86272.5 | 83536.3 | 83235 | 83235 | 81800.7 | 81690.5 | 1461.87 | 0 | 0 | 38.9013 | 0 | 81651.6 | 950 | 80286.9 | 79885.4844
827 | 1991-02-04 10:00 | 622 | 937 | 69 | 16.7 | 4.1 | 0.15 | 36.281 | 152.073 | 51.381 | 0 |  | 622 | 582.798 | 72.1396 | 0.23669 | 472.511 | 67.535 | 0.23669 | 458.664 | 64.6124 | 0 | 512.81 | 512.968 | 126978 | 42.3274 | 127087 | 116531 | 115983 | 115983 | 107486 | 107248 | 1436.48 | 0 | 0 | -2416.36 | 934.38 | 108730 | 943.773 | 106833 | 106298.6406
828 | 1991-02-04 11:00 | 694 | 957 | 74 | 16.7 | 5.2 | 0.15 | 40.4512 | 169.69 | 46.4014 | 0 |  | 694 | 658.688 | 77.6169 | 0.26409 | 585.1 | 72.6369 | 0.26409 | 572.049 | 69.4938 | 0 | 628.712 | 628.328 | 155577 | 46.5583 | 156030 | 141747 | 141110 | 141110 | 135460 | 135151 | 1457.06 | 0 | 0 | -3214.64 | 0 | 138365 | 950 | 136007 | 135326.8438
829 | 1991-02-04 12:00 | 697 | 958 | 74 | 17.2 | 6.7 | 0.15 | 40.6448 | 188.678 | 45.6634 | 0 |  | 697 | 668.3 | 77.9516 | 0.26523 | 636.423 | 72.9254 | 0.26523 | 622.721 | 69.7701 | 0 | 678.642 | 677.447 | 167699 | 47.2686 | 168306 | 153722 | 153228 | 153228 | 151083 | 150737 | 1487.38 | 0 | 0 | 422.005 | 0 | 150315 | 950 | 147760 | 147021.6562
830 | 1991-02-04 13:00 | 593 | 880 | 67 | 16.1 | 8.2 | 0.15 | 36.818 | 206.515 | 49.3495 | 0 |  | 593 | 571.684 | 71.0029 | 0.22565 | 550.384 | 66.4016 | 0.22565 | 535.672 | 63.5287 | 0 | 587.216 | 586.721 | 145255 | 40.4236 | 145601 | 136990 | 135937 | 135937 | 133958 | 133680 | 1480.9 | 0 | 0 | 258.148 | 0 | 133422 | 950 | 131169 | 130513.3516
831 | 1991-02-04 14:00 | 466 | 626 | 156 | 16.7 | 6.7 | 0.15 | 29.7404 | 221.555 | 56.6 | 0 |  | 466 | 343.883 | 165.258 | 0.17733 | 285.138 | 154.481 | 0.17733 | 273.431 | 147.798 | 0 | 412.805 | 412.535 | 102142 | 35.0104 | 101792 | 97443 | 97023.1 | 97023.1 | 95664.7 | 95502.7 | 1450.13 | 0 | 0 | 160.794 | 0 | 95341.9 | 950 | 93754.3 | 93285.5234
832 | 1991-02-04 15:00 | 306 | 569 | 107 | 17.8 | 4.6 | 0.15 | 20.4135 | 233.701 | 66.2501 | 0 |  | 306 | 229.656 | 114.521 | 0.11644 | 153.461 | 106.993 | 0.11644 | 141.585 | 102.365 | 0 | 239.071 | 238.946 | 59164.1 | 29.469 | 58133.6 | 56738.9 | 56384.7 | 56384.7 | 55215.5 | 55149 | 1440.34 | 0 | 0 | 42.4618 | 0 | 55106.6 | 945.63 | 53946.6 | 53676.8359
833 | 1991-02-04 16:00 | 114 | 453 | 38 | 15.6 | 4.1 | 0.15 | 9.6413 | 243.621 | 77.3937 | 0 |  | 114 | 98.968 | 42.8868 | 0.04338 | 56.5662 | 39.9983 | 0.04338 | 45.3007 | 38.2688 | 0 | 81.8981 | 81.8547 | 20267.1 | 19.6894 | 18908.4 | 19218.8 | 19059.9 | 19059.9 | 18793.1 | 18787.9 | 1527 | 0 | 0 | 7.7913 | 0 | 18780.1 | 950 | 18155.1 | 18064.3535
834 | 1991-02-04 17:00 | 4 | 31 | 3 | 13.9 | 2.6 | 0.15 | -2.0349 | 252.092 | 88.5863 | 0 |  | 4 | 0.28352 | 2.7786 | 0.0015221 | 0 | 2.5946 | 0 | 0 | 2.4824 | 0 | 2.4328 | 2.4314 | 601.934 | 14.0301 | 120.067 | 119.278 | 119.234 | 119.234 | 117.565 | 117.565 | 1425.29 | 0 | 0 | 0.000264 | 0 | 117.564 | 950 | 111.5 | 110.9424
835 | 1991-02-04 18:00 | 0 | 0 | 0 | 13.9 | 4.1 | 0.15
836 | 1991-02-04 19:00 | 0 | 0 | 0 | 13.3 | 5.2 | 0.15
837 | 1991-02-04 20:00 | 0 | 0 | 0 | 13.3 | 3.6 | 0.15
838 | 1991-02-04 21:00 | 0 | 0 | 0 | 13.3 | 3.1 | 0.15
839 | 1991-02-04 22:00 | 0 | 0 | 0 | 12.2 | 1.5 | 0.15
840 | 1991-02-04 23:00 | 0 | 0 | 0 | 12.8 | 2.6 | 0.15
841 | 1991-02-05 | 0 | 0 | 0 | 13.3 | 3.1 | 0.15
842 | 1991-02-05 01:00 | 0 | 0 | 0 | 12.8 | 3.6 | 0.15
843 | 1991-02-05 02:00 | 0 | 0 | 0 | 11.7 | 2.6 | 0.15
844 | 1991-02-05 03:00 | 0 | 0 | 0 | 11.1 | 0 | 0.15
845 | 1991-02-05 04:00 | 0 | 0 | 0 | 11.1 | 3.1 | 0.15
846 | 1991-02-05 05:00 | 0 | 0 | 0 | 11.7 | 3.1 | 0.15
847 | 1991-02-05 06:00 | 0 | 0 | 0 | 12.8 | 3.1 | 0.15
848 | 1991-02-05 07:00 | 47 | 23 | 43 | 12.2 | 3.6 | 0.15 | 8.7528 | 115.431 | 81.1393 | 0 |  | 47 | 4.0435 | 43.133 | 0.017885 | 3.8708 | 40.2981 | 0.017885 | 2.8213 | 38.555 | 0 | 40.5488 | 40.5266 | 10032.7 | 14.2713 | 8747.95 | 9097.49 | 9051.57 | 9051.57 | 8924.85 | 8923.82 | 1562.67 | 0 | 0 | 1.7435 | 0 | 8922.08 | 950 | 8522.65 | 8480.0332
849 | 1991-02-05 08:00 | 144 | 114 | 105 | 14.4 | 2.6 | 0.15 | 19.6573 | 125.182 | 69.6055 | 0 |  | 144 | 40.3505 | 105.519 | 0.054796 | 37.9895 | 98.7898 | 0.054796 | 34.4789 | 94.5146 | 0 | 126.414 | 126.356 | 31280.7 | 21.1585 | 29875.7 | 30286.5 | 30178.2 | 30178.2 | 29755.7 | 29743.6 | 1538.91 | 0 | 0 | 19.4179 | 0 | 29724.2 | 950 | 28883.6 | 28739.1543
850 | 1991-02-05 09:00 | 372 | 479 | 139 | 16.7 | 3.1 | 0.15 | 29.183 | 137.098 | 59.3342 | 0 |  | 372 | 243.451 | 143.016 | 0.14156 | 207.863 | 133.958 | 0.14156 | 198.126 | 128.16 | 0 | 319.76 | 319.195 | 79015.1 | 33.389 | 78271.3 | 75428.7 | 75101.3 | 75101.3 | 73975.9 | 73885.2 | 1455.91 | 0 | 0 | 91.5857 | 0 | 73793.7 | 949.999 | 72485.4 | 72122.9297
851 | 1991-02-05 10:00 | 591 | 785 | 125 | 17.8 | 3.6 | 0.15 | 36.5475 | 151.895 | 51.1251 | 0 |  | 591 | 490.746 | 131.004 | 0.22489 | 397.853 | 122.683 | 0.22489 | 386.366 | 117.374 | 0 | 493.665 | 493.581 | 122179 | 43.0263 | 122179 | 112204 | 111724 | 111724 | 106851 | 106619 | 1403.08 | 0 | 0 | -803.506 | 0 | 107422 | 942.517 | 105588 | 105060.4141
852 | 1991-02-05 11:00 | 677 | 855 | 120 | 19.4 | 3.6 | 0.15 | 40.7461 | 169.601 | 46.111 | 0 |  | 677 | 591.337 | 126.306 | 0.25762 | 525.262 | 118.219 | 0.25762 | 513.745 | 113.104 | 0 | 614.311 | 613.533 | 151913 | 50.7569 | 152312 | 136121 | 135546 | 135546 | 131947 | 131665 | 1457.89 | 0 | 0 | -1370.63 | 0 | 133036 | 950 | 130781 | 130127.4219
853 | 1991-02-05 12:00 | 680 | 856 | 120 | 19.4 | 4.1 | 0.15 | 40.9469 | 188.704 | 45.3617 | 0 |  | 680 | 600.27 | 126.994 | 0.25876 | 571.635 | 118.813 | 0.25876 | 559.546 | 113.672 | 0 | 659.754 | 658.914 | 163111 | 52.3187 | 163666 | 146375 | 145931 | 145931 | 143888 | 143582 | 1502.25 | 0 | 0 | 389.881 | 0 | 143192 | 950 | 140786 | 140081.5938
854 | 1991-02-05 13:00 | 614 | 831 | 113 | 18.9 | 5.7 | 0.15 | 37.104 | 206.64 | 49.0645 | 0 |  | 614 | 544.038 | 120.215 | 0.23365 | 524.021 | 112.423 | 0.23365 | 510.244 | 107.559 | 0 | 605.447 | 605.113 | 149808 | 47.0083 | 150210 | 137644 | 136707 | 136707 | 134789 | 134513 | 1490.71 | 0 | 0 | 338.785 | 0 | 134174 | 950 | 131910 | 131250.1094
855 | 1991-02-05 14:00 | 331 | 446 | 108 | 17.8 | 5.7 | 0.15 | 29.9982 | 221.739 | 56.3467 | 0 |  | 331 | 247.087 | 115.935 | 0.12596 | 204.748 | 108.365 | 0.12596 | 196.464 | 103.677 | 0 | 294.138 | 293.897 | 72768.5 | 31.4519 | 71925.6 | 69885.3 | 69553.9 | 69553.9 | 68580 | 68496.2 | 1449.25 | 0 | 0 | 82.6221 | 0 | 68413.6 | 949.999 | 67073.4 | 66738.0703
856 | 1991-02-05 15:00 | 109 | 87 | 78 | 16.7 | 5.7 | 0.15 | 20.6419 | 233.914 | 66.0295 | 0 |  | 109 | 35.7061 | 79.6054 | 0.041478 | 24.0492 | 74.4196 | 0.041478 | 22.2168 | 71.2001 | 0 | 91.5485 | 91.5297 | 22660.9 | 20.9517 | 21238.7 | 21549.1 | 21455.5 | 21455.5 | 21155.2 | 21148.2 | 1477.7 | 0 | 0 | 8.8636 | 0 | 21139.4 | 950 | 20409 | 20306.9551
857 | 1991-02-05 16:00 | 35 | 0 | 35 | 16.1 | 3.1 | 0.15 | 9.8447 | 243.85 | 77.2008 | 0 |  | 35 | 0 | 34.5657 | 0.013319 | 0 | 32.3306 | 0.013319 | 0 | 30.9318 | 0 | 30.3131 | 30.2987 | 7500.81 | 17.6842 | 6296.42 | 6465.61 | 6432.95 | 6432.95 | 6342.89 | 6342.34 | 1533.82 | 0 | 0 | 0.8597 | 0 | 6341.48 | 950 | 6044.89 | 6014.6665
858 | 1991-02-05 17:00 | 2 | 0 | 2 | 15.6 | 2.6 | 0.15 | -1.8508 | 252.334 | 88.4726 | 0 |  | 2 | 0 | 2.084 | 0.00076106 | 0 | 1.9509 | 0 | 0 | 1.8665 | 0 | 1.8292 | 1.8287 | 452.713 | 15.6978 | 68.388 | 68.007 | 67.8991 | 67.8991 | 66.9485 | 66.9485 | 1405.59 | 0 | 0 | 8.4737e-05 | 0 | 66.9484 | 950 | 63.4924 | 63.175
859 | 1991-02-05 18:00 | 0 | 0 | 0 | 15.6 | 4.1 | 0.15
860 | 1991-02-05 19:00 | 0 | 0 | 0 | 15 | 3.6 | 0.15
861 | 1991-02-05 20:00 | 0 | 0 | 0 | 15 | 3.1 | 0.15
862 | 1991-02-05 21:00 | 0 | 0 | 0 | 15 | 3.1 | 0.15
863 | 1991-02-05 22:00 | 0 | 0 | 0 | 15 | 2.6 | 0.15
864 | 1991-02-05 23:00 | 0 | 0 | 0 | 15 | 3.1 | 0.15
865 | 1991-02-06 | 0 | 0 | 0 | 15 | 2.1 | 0.15
866 | 1991-02-06 01:00 | 0 | 0 | 0 | 15 | 2.1 | 0.15
867 | 1991-02-06 02:00 | 0 | 0 | 0 | 15 | 2.1 | 0.15
868 | 1991-02-06 03:00 | 0 | 0 | 0 | 15 | 2.6 | 0.15
869 | 1991-02-06 04:00 | 0 | 0 | 0 | 14.4 | 2.6 | 0.15
870 | 1991-02-06 05:00 | 0 | 0 | 0 | 13.3 | 2.6 | 0.15
871 | 1991-02-06 06:00 | 3 | 43 | 1 | 13.3 | 2.6 | 0.15 | -2.8581 | 106.802 | 89.7954 | 0 |  | 3 | 0.082068 | 0.62152 | 0.0011416 | 0 | 0.58173 | 0 | 0 | 0.55657 | 0 | 0.54544 | 0.54527 | 134.988 | 13.3292 | 6.1333 | 6.0906 | 0.54967 | 0.52896 | 0.52156 | 0.52156 | 615.922 | 0 | 0 | 0 | 0.07386 | 0.4477 | 797.058 | 0.4304 | 0.42824
872 | 1991-02-06 07:00 | 109 | 478 | 34 | 14.4 | 3.1 | 0.15 | 8.9258 | 115.175 | 80.9841 | 0 |  | 109 | 75.6485 | 34.8773 | 0.041478 | 72.4296 | 32.7649 | 0.041478 | 53.1809 | 31.346 | 0 | 82.8363 | 82.7435 | 20480.6 | 18.7262 | 19098.3 | 19499.8 | 19272 | 19272 | 19002.2 | 18995.7 | 1464.99 | 0 | 0 | 8.5527 | 0 | 18987.1 | 950 | 18324.6 | 18232.9297
873 | 1991-02-06 08:00 | 305 | 739 | 55 | 16.1 | 2.1 | 0.15 | 19.8582 | 124.936 | 69.4216 | 0 |  | 305 | 258.354 | 57.1616 | 0.11606 | 243.486 | 53.6017 | 0.11606 | 221.274 | 51.2813 | 0 | 267.105 | 266.957 | 66084.2 | 30.7075 | 65132.8 | 63498.1 | 63182.1 | 63182.1 | 62297.4 | 62236.3 | 1465.56 | 0 | 0 | 82.768 | 0 | 62153.6 | 950 | 60885.4 | 60581.0156
874 | 1991-02-06 09:00 | 488 | 849 | 71 | 16.7 | 3.1 | 0.15 | 29.4181 | 136.872 | 59.114 | 0 |  | 488 | 435.329 | 73.8359 | 0.1857 | 372.613 | 69.1502 | 0.1857 | 355.379 | 66.1575 | 0 | 413.105 | 412.69 | 102158 | 38.2774 | 101859 | 95746.9 | 95230.6 | 95230.6 | 91976.6 | 91832.8 | 1474.43 | 0 | 0 | 19.691 | 0 | 91813.1 | 944.185 | 90276.5 | 89825.1562
875 | 1991-02-06 10:00 | 622 | 902 | 83 | 17.8 | 4.1 | 0.15 | 36.8191 | 151.718 | 50.864 | 0 |  | 622 | 567.201 | 86.5376 | 0.23669 | 461.724 | 81.0124 | 0.23669 | 448.586 | 77.5067 | 0 | 515.571 | 515.717 | 127655 | 43.5648 | 127760 | 116727 | 115944 | 115944 | 108930 | 108688 | 1423.54 | 0 | 0 | -1357.49 | 557.381 | 109489 | 942.522 | 107587 | 107048.9688
876 | 1991-02-06 11:00 | 694 | 925 | 88 | 17.8 | 4.6 | 0.15 | 41.0458 | 169.514 | 45.8156 | 0 |  | 694 | 642.9 | 92.0615 | 0.26409 | 570.164 | 86.1537 | 0.26409 | 557.881 | 82.4258 | 0 | 627.501 | 627.289 | 155320 | 48.4339 | 155764 | 140405 | 139593 | 139593 | 134532 | 134219 | 1445.34 | 0 | 0 | -2736.02 | 0 | 136955 | 950 | 134619 | 133945.5156
877 | 1991-02-06 12:00 | 698 | 926 | 89 | 17.8 | 5.7 | 0.15 | 41.2531 | 188.736 | 45.0559 | 0 |  | 698 | 652.306 | 93.4916 | 0.26561 | 621.184 | 87.4627 | 0.26561 | 608.285 | 83.6784 | 0 | 678.124 | 676.943 | 167571 | 49.2449 | 168174 | 152325 | 151851 | 151851 | 149725 | 149388 | 1493.68 | 0 | 0 | 418.428 | 0 | 148969 | 950 | 146444 | 145711.5938
878 | 1991-02-06 13:00 | 632 | 906 | 83 | 17.8 | 5.2 | 0.15 | 37.3928 | 206.771 | 48.7768 | 0 |  | 632 | 595.643 | 87.6742 | 0.24049 | 573.72 | 81.9921 | 0.24049 | 558.888 | 78.4448 | 0 | 624.586 | 624.336 | 154567 | 47.4686 | 155032 | 141732 | 140710 | 140710 | 138701 | 138406 | 1487.27 | 0 | 0 | 321.37 | 0 | 138084 | 950 | 135741 | 135062.2812
879 | 1991-02-06 14:00 | 504 | 857 | 73 | 17.8 | 4.6 | 0.15 | 30.2575 | 221.93 | 56.092 | 0 |  | 504 | 477.001 | 77.6606 | 0.19179 | 395.48 | 72.5997 | 0.19179 | 379.715 | 69.459 | 0 | 440.19 | 439.987 | 108945 | 39.287 | 108761 | 101786 | 101108 | 101108 | 99553 | 99358.2 | 1427.95 | 0 | 0 | 24.7532 | 0 | 99333.5 | 950 | 97660.6 | 97172.2891
880 | 1991-02-06 15:00 | 310 | 700 | 61 | 17.2 | 4.6 | 0.15 | 20.871 | 234.133 | 65.8084 | 0 |  | 310 | 286.25 | 66.4057 | 0.11796 | 194.318 | 62.0304 | 0.11796 | 179.739 | 59.3473 | 0 | 234.305 | 233.988 | 57939.2 | 28.6269 | 56954.6 | 55565.5 | 55145.3 | 55145.3 | 53213.9 | 53146.4 | 1431.34 | 0 | 0 | 45.4918 | 0.99077 | 53099.9 | 937.767 | 52023.5 | 51763.375
881 | 1991-02-06 16:00 | 83 | 272 | 35 | 16.1 | 3.1 | 0.15 | 10.0482 | 244.084 | 77.0081 | 0 |  | 83 | 61.8035 | 39.6103 | 0.031584 | 35.4403 | 36.9393 | 0.031584 | 28.6483 | 35.3421 | 0 | 62.7106 | 62.6548 | 15512.6 | 19.3759 | 14163.8 | 14434.4 | 14315.7 | 14315.7 | 14115.3 | 14112.5 | 1538.37 | 0 | 0 | 4.2949 | 0 | 14108.2 | 950 | 13563.4 | 13495.6211
882 | 1991-02-06 17:00 | 5 | 50 | 3 | 15 | 3.1 | 0.15 | -1.6669 | 252.581 | 88.3592 | 0 |  | 5 | 0.65805 | 2.5192 | 0.0019027 | 0 | 2.3454 | 0 | 0 | 2.2441 | 0 | 2.1992 | 2.1979 | 544.133 | 15.1149 | 98.3181 | 97.7362 | 97.6918 | 97.6918 | 96.3241 | 96.3239 | 1396.78 | 0 | 0 | 0.00016864 | 0 | 96.3238 | 950 | 91.3534 | 90.8967
883 | 1991-02-06 18:00 | 0 | 0 | 0 | 15 | 2.1 | 0.15
884 | 1991-02-06 19:00 | 0 | 0 | 0 | 14.4 | 2.1 | 0.15
885 | 1991-02-06 20:00 | 0 | 0 | 0 | 14.4 | 2.1 | 0.15
886 | 1991-02-06 21:00 | 0 | 0 | 0 | 13.9 | 2.1 | 0.15
887 | 1991-02-06 22:00 | 0 | 0 | 0 | 14.4 | 2.6 | 0.15
888 | 1991-02-06 23:00 | 0 | 0 | 0 | 14.4 | 2.6 | 0.15
889 | 1991-02-07 | 0 | 0 | 0 | 14.4 | 3.1 | 0.15
890 | 1991-02-07 01:00 | 0 | 0 | 0 | 13.9 | 2.1 | 0.15
891 | 1991-02-07 02:00 | 0 | 0 | 0 | 13.9 | 2.1 | 0.15
892 | 1991-02-07 03:00 | 0 | 0 | 0 | 13.3 | 2.6 | 0.15
893 | 1991-02-07 04:00 | 0 | 0 | 0 | 13.3 | 2.1 | 0.15
894 | 1991-02-07 05:00 | 0 | 0 | 0 | 13.3 | 3.1 | 0.15
895 | 1991-02-07 06:00 | 1 | 0 | 1 | 12.8 | 3.1 | 0.15 | -2.7006 | 106.534 | 89.7652 | 0 |  | 1 | 0 | 1.0775 | 0.00038053 | 0 | 1.0076 | 0 | 0 | 0.96402 | 0 | 0.94473 | 0.94429 | 233.772 | 12.8494 | 18.2548 | 18.1222 | 16.8975 | 16.8975 | 16.6609 | 16.6609 | 1342.07 | 0 | 0 | 4.674e-06 | 0 | 16.6609 | 950 | 15.8002 | 15.7212
896 | 1991-02-07 07:00 | 24 | 0 | 24 | 12.8 | 2.6 | 0.15 | 9.104 | 114.918 | 80.8239 | 0 |  | 24 | 0 | 23.7726 | 0.0091327 | 0 | 22.2221 | 0.0091327 | 0 | 21.2607 | 0 | 20.8355 | 20.8266 | 5155.95 | 13.914 | 4057.62 | 4213.92 | 4182.85 | 4182.85 | 4124.29 | 4124.07 | 1535.01 | 0 | 0 | 0.36374 | 0 | 4123.7 | 950 | 3923.75 | 3904.1304
897 | 1991-02-07 08:00 | 77 | 0 | 77 | 13.3 | 3.1 | 0.15 | 20.0641 | 124.689 | 69.2328 | 0 |  | 77 | 0 | 76.3725 | 0.029301 | 0 | 71.4312 | 0.029301 | 0 | 68.3406 | 0 | 66.9738 | 66.9282 | 16568.9 | 16.7993 | 15170.4 | 15638.2 | 15580.3 | 15580.3 | 15362.2 | 15359.1 | 1561.51 | 0 | 0 | 5.1458 | 0 | 15354 | 950 | 14742.5 | 14668.7822
898 | 1991-02-07 09:00 | 394 | 545 | 124 | 14.4 | 3.1 | 0.15 | 29.6583 | 136.646 | 58.8888 | 0 |  | 394 | 281.625 | 128.596 | 0.14993 | 242.142 | 120.477 | 0.14993 | 231.083 | 115.263 | 0 | 339.419 | 339.091 | 83941.4 | 32.1293 | 83288.6 | 80571.7 | 80272.9 | 80272.9 | 78866.1 | 78763.5 | 1454.08 | 0 | 0 | -3.7185 | 0 | 78767.2 | 949.999 | 77431.8 | 77044.6172
899 | 1991-02-07 10:00 | 589 | 826 | 92 | 15.6 | 4.1 | 0.15 | 37.0958 | 151.54 | 50.5978 | 0 |  | 589 | 522.616 | 96.6605 | 0.22413 | 427.169 | 90.5172 | 0.22413 | 415.194 | 86.5999 | 0 | 491.758 | 491.594 | 121685 | 40.1596 | 121701 | 112982 | 112462 | 112462 | 106592 | 106360 | 1404.34 | 0 | 0 | -879.89 | 0 | 107240 | 940.694 | 105412 | 104884.8828
900 | 1991-02-07 11:00 | 696 | 925 | 87 | 16.7 | 4.1 | 0.15 | 41.3504 | 169.43 | 45.5154 | 0 |  | 696 | 645.624 | 91.0037 | 0.26485 | 571.675 | 85.1637 | 0.26485 | 559.579 | 81.4785 | 0 | 628.237 | 627.59 | 155397 | 48.0539 | 155840 | 140610 | 139583 | 139583 | 134537 | 134229 | 1436.36 | 0 | 0 | -2726.15 | 0 | 136955 | 950 | 134614 | 133941.3906
901 | 1991-02-07 12:00 | 661 | 837 | 107 | 16.7 | 4.6 | 0.15 | 41.5632 | 188.772 | 44.746 | 0 |  | 661 | 592.951 | 113.512 | 0.25153 | 564.659 | 106.201 | 0.25153 | 553.148 | 101.606 | 0 | 641.659 | 640.678 | 158597 | 47.9878 | 159106 | 144908 | 144457 | 144457 | 142435 | 142133 | 1493.33 | 0 | 0 | 381.623 | 0 | 141751 | 950 | 139371 | 138674.4844
902 | 1991-02-07 13:00 | 611 | 842 | 97 | 16.7 | 4.6 | 0.15 | 37.6843 | 206.91 | 48.4865 | 0 |  | 611 | 557.185 | 103.581 | 0.2325 | 536.926 | 96.8665 | 0.2325 | 523.277 | 92.6756 | 0 | 603.634 | 603.058 | 149297 | 46.1506 | 149694 | 137615 | 136607 | 136607 | 134685 | 134403 | 1484.62 | 0 | 0 | 327.244 | 0 | 134075 | 950 | 131812 | 131152.9688
903 | 1991-02-07 14:00 | 475 | 749 | 95 | 16.7 | 4.1 | 0.15 | 30.5183 | 222.128 | 55.836 | 0 |  | 475 | 420.074 | 101.733 | 0.18075 | 348.571 | 95.0943 | 0.18075 | 334.882 | 90.9804 | 0 | 417.345 | 416.982 | 103248 | 37.5321 | 102947 | 97190.8 | 96517.8 | 96517.8 | 95166.5 | 94993.3 | 1423.46 | 0 | 0 | 151.225 | 0 | 94842.1 | 949.999 | 93236.8 | 92770.6484
904 | 1991-02-07 15:00 | 293 | 579 | 85 | 16.1 | 4.6 | 0.15 | 21.1007 | 234.359 | 65.5871 | 0 |  | 293 | 238.662 | 91.9097 | 0.11149 | 162.919 | 85.8547 | 0.11149 | 150.88 | 82.1411 | 0 | 228.36 | 228.291 | 56524.9 | 27.2487 | 55473.6 | 54569.2 | 54206.5 | 54206.5 | 52721.1 | 52656.2 | 1393.68 | 0 | 0 | 35.2744 | 0 | 52620.9 | 941.192 | 51502.7 | 51245.1875
905 | 1991-02-07 16:00 | 131 | 523 | 37 | 15.6 | 4.1 | 0.15 | 10.2517 | 244.324 | 76.8156 | 0 |  | 131 | 120.38 | 41.2987 | 0.049849 | 69.0851 | 38.5299 | 0.049849 | 56.0978 | 36.8637 | 0 | 91.1023 | 90.9788 | 22526.3 | 20.1452 | 21181.3 | 21463.3 | 21256.6 | 21256.6 | 20959 | 20952.4 | 1541.91 | 0 | 0 | 10.0268 | 0 | 20942.4 | 950 | 20304.5 | 20202.9355
906 | 1991-02-07 17:00 | 7 | 69 | 4 | 14.4 | 3.1 | 0.15 | -1.4831 | 252.833 | 88.2461 | 0 |  | 7 | 1.0551 | 3.4032 | 0.0026637 | 0 | 3.1686 | 0 | 0 | 3.0317 | 0 | 2.971 | 2.9704 | 735.375 | 14.5553 | 179.12 | 178.001 | 177.917 | 177.917 | 175.426 | 175.426 | 1429.04 | 0 | 0 | 0.00057297 | 0 | 175.425 | 950 | 166.384 | 165.552
907 | 1991-02-07 18:00 | 0 | 0 | 0 | 14.4 | 2.6 | 0.15
908 | 1991-02-07 19:00 | 0 | 0 | 0 | 13.9 | 3.1 | 0.15
909 | 1991-02-07 20:00 | 0 | 0 | 0 | 13.3 | 2.1 | 0.15
910 | 1991-02-07 21:00 | 0 | 0 | 0 | 12.8 | 2.1 | 0.15
911 | 1991-02-07 22:00 | 0 | 0 | 0 | 12.8 | 2.6 | 0.15
912 | 1991-02-07 23:00 | 0 | 0 | 0 | 12.8 | 2.6 | 0.15
913 | 1991-02-08 | 0 | 0 | 0 | 12.2 | 2.1 | 0.15
914 | 1991-02-08 01:00 | 0 | 0 | 0 | 10.6 | 2.6 | 0.15
915 | 1991-02-08 02:00 | 0 | 0 | 0 | 9.4 | 2.1 | 0.15
916 | 1991-02-08 03:00 | 0 | 0 | 0 | 9.4 | 2.6 | 0.15
917 | 1991-02-08 04:00 | 0 | 0 | 0 | 10 | 2.6 | 0.15
918 | 1991-02-08 05:00 | 0 | 0 | 0 | 9.4 | 2.1 | 0.15
919 | 1991-02-08 06:00 | 3 | 30 | 2 | 8.9 | 2.1 | 0.15 | -2.538 | 106.265 | 89.7339 | 0 |  | 3 | 0.053386 | 1.5275 | 0.0011416 | 0 | 1.4294 | 0 | 0 | 1.3676 | 0 | 1.3402 | 1.34 | 331.729 | 8.9733 | 36.8224 | 36.4696 | 36.2503 | 36.2503 | 35.7428 | 35.7427 | 1399.17 | 0 | 0 | 2.4768e-05 | 0 | 35.7427 | 950 | 33.8967 | 33.7273
920 | 1991-02-08 07:00 | 108 | 424 | 39 | 11.1 | 2.1 | 0.15 | 9.2871 | 114.659 | 80.6588 | 0 |  | 108 | 69.3042 | 39.7933 | 0.041097 | 66.4549 | 37.3951 | 0.041097 | 49.4983 | 35.7756 | 0 | 83.5684 | 83.4157 | 20647.1 | 15.6644 | 19257 | 19884.6 | 19653.4 | 19653.4 | 19378.3 | 19371.6 | 1463.15 | 0 | 0 | 8.7295 | 0 | 19362.9 | 950 | 18687.7 | 18594.2422
921 | 1991-02-08 08:00 | 313 | 740 | 57 | 13.9 | 2.1 | 0.15 | 20.275 | 124.44 | 69.0391 | 0 |  | 313 | 263.942 | 59.164 | 0.11911 | 249.445 | 55.4764 | 0.11911 | 227.286 | 53.0749 | 0 | 274.754 | 274.633 | 67986.4 | 28.9276 | 67062.7 | 65827.6 | 65555.5 | 65555.5 | 64637.7 | 64572.8 | 1472.27 | 0 | 0 | 89.8078 | 0 | 64483 | 950 | 63193.2 | 62877.2266
922 | 1991-02-08 09:00 | 497 | 850 | 74 | 14.4 | 4.6 | 0.15 | 29.9034 | 136.418 | 58.6587 | 0 |  | 497 | 440.833 | 76.8703 | 0.18912 | 380.061 | 71.9907 | 0.18912 | 362.93 | 68.8751 | 0 | 423.169 | 423.201 | 104761 | 35.0672 | 104500 | 99576.8 | 99167.4 | 99167.4 | 95866 | 95707.7 | 1462.83 | 0 | 0 | 12.1651 | 0 | 95695.6 | 945.824 | 94095 | 93624.4844
923 | 1991-02-08 10:00 | 633 | 903 | 86 | 15 | 4.6 | 0.15 | 37.3775 | 151.363 | 50.3268 | 0 |  | 633 | 574.767 | 89.5752 | 0.24088 | 469.765 | 83.8552 | 0.24088 | 456.803 | 80.2264 | 0 | 526.289 | 526.463 | 130314 | 40.71 | 130451 | 120641 | 120075 | 120075 | 112739 | 112480 | 1414.13 | 0 | 0 | -1518.96 | 238.106 | 113761 | 941.064 | 111792 | 111232.8438
924 | 1991-02-08 11:00 | 706 | 926 | 92 | 18.9 | 3.6 | 0.15 | 41.6597 | 169.348 | 45.2103 | 0 |  | 706 | 650.462 | 96.1383 | 0.26865 | 576.843 | 89.9683 | 0.26865 | 564.856 | 86.0753 | 0 | 637.913 | 636.745 | 157657 | 51.4433 | 158120 | 140625 | 139798 | 139798 | 134944 | 134642 | 1459.24 | 0 | 0 | -2520.41 | 0 | 137162 | 950 | 134820 | 134146.2031
925 | 1991-02-08 12:00 | 710 | 928 | 92 | 20 | 5.2 | 0.15 | 41.8771 | 188.814 | 44.4322 | 0 |  | 710 | 660.957 | 96.5475 | 0.27018 | 629.416 | 90.321 | 0.27018 | 616.823 | 86.413 | 0 | 689.171 | 687.929 | 170292 | 52.6905 | 170918 | 152564 | 152095 | 152095 | 149964 | 149630 | 1494.12 | 0 | 0 | 422.138 | 0 | 149208 | 950 | 146678 | 145944.625
926 | 1991-02-08 13:00 | 644 | 908 | 87 | 16.7 | 7.7 | 0.15 | 37.9784 | 207.055 | 48.1937 | 0 |  | 644 | 603.275 | 91.7867 | 0.24506 | 581.471 | 85.8378 | 0.24506 | 566.94 | 82.124 | 0 | 636.083 | 635.805 | 157406 | 43.665 | 157906 | 146647 | 145530 | 145530 | 143458 | 143140 | 1484.59 | 0 | 0 | 349.757 | 0 | 142790 | 950 | 140352 | 139650.3281
927 | 1991-02-08 14:00 | 514 | 859 | 76 | 17.8 | 5.2 | 0.15 | 30.7804 | 222.333 | 55.5789 | 0 |  | 514 | 483.636 | 80.75 | 0.19559 | 401.178 | 75.4876 | 0.19559 | 385.656 | 72.2219 | 0 | 448.72 | 448.279 | 110998 | 39.1023 | 110845 | 103828 | 103055 | 103055 | 101565 | 101360 | 1413.84 | 0 | 0 | 122.096 | 0 | 101238 | 950 | 99536.2 | 99038.5547
928 | 1991-02-08 15:00 | 334 | 758 | 59 | 18.9 | 4.1 | 0.15 | 21.3309 | 234.591 | 65.3656 | 0 |  | 334 | 314.947 | 64.2606 | 0.1271 | 217.27 | 60.0253 | 0.1271 | 201.454 | 57.4289 | 0 | 253.705 | 253.956 | 62881.1 | 31.5874 | 61979.8 | 59714 | 59267 | 59267 | 56800 | 56722.1 | 1435.78 | 0 | 0 | 53.0886 | 116.173 | 56552.8 | 936.57 | 55450.8 | 55173.5625
929 | 1991-02-08 16:00 | 134 | 524 | 38 | 17.8 | 4.1 | 0.15 | 10.4553 | 244.57 | 76.6234 | 0 |  | 134 | 122.299 | 42.3171 | 0.050991 | 70.422 | 39.4814 | 0.050991 | 57.4377 | 37.7741 | 0 | 93.3076 | 93.1666 | 23067 | 22.4545 | 21721.6 | 21823.5 | 21650.8 | 21650.8 | 21347.6 | 21340.7 | 1519.04 | 0 | 0 | 10.2757 | 0 | 21330.4 | 950 | 20689.1 | 20585.6953
930 | 1991-02-08 17:00 | 7 | 65 | 4 | 15 | 4.1 | 0.15 | -1.2996 | 253.091 | 88.1255 | 0 |  | 7 | 1.1275 | 3.4246 | 0.0026637 | 0 | 3.1881 | 0 | 0 | 3.0503 | 0 | 2.9893 | 2.9883 | 739.821 | 15.1493 | 181.341 | 180.273 | 180.184 | 180.184 | 177.661 | 177.661 | 1411.6 | 0 | 0 | 0.00057338 | 0 | 177.66 | 950 | 168.504 | 167.6616
931 | 1991-02-08 18:00 | 0 | 0 | 0 | 15 | 2.6 | 0.15
932 | 1991-02-08 19:00 | 0 | 0 | 0 | 14.4 | 3.1 | 0.15
933 | 1991-02-08 20:00 | 0 | 0 | 0 | 13.9 | 2.6 | 0.15
934 | 1991-02-08 21:00 | 0 | 0 | 0 | 13.9 | 2.1 | 0.15
935 | 1991-02-08 22:00 | 0 | 0 | 0 | 12.8 | 3.6 | 0.15
936 | 1991-02-08 23:00 | 0 | 0 | 0 | 12.2 | 1.5 | 0.15
937 | 1991-02-09 | 0 | 0 | 0 | 12.8 | 2.1 | 0.15
938 | 1991-02-09 01:00 | 0 | 0 | 0 | 11.1 | 1.5 | 0.15
939 | 1991-02-09 02:00 | 0 | 0 | 0 | 11.1 | 3.1 | 0.15
940 | 1991-02-09 03:00 | 0 | 0 | 0 | 8.9 | 3.1 | 0.15
941 | 1991-02-09 04:00 | 0 | 0 | 0 | 11.7 | 2.6 | 0.15
942 | 1991-02-09 05:00 | 0 | 0 | 0 | 10 | 1.5 | 0.15
943 | 1991-02-09 06:00 | 3 | 20 | 2 | 9.4 | 2.1 | 0.15 | -2.3704 | 105.994 | 89.7015 | 0 |  | 3 | 0.05987 | 1.529 | 0.0011416 | 0 | 1.4309 | 0 | 0 | 1.369 | 0 | 1.3417 | 1.3412 | 332.037 | 9.4734 | 36.8971 | 36.5544 | 36.3427 | 36.3427 | 35.8339 | 35.8339 | 1415.72 | 0 | 0 | 2.5201e-05 | 0 | 35.8339 | 950 | 33.9832 | 33.8133
944 | 1991-02-09 07:00 | 108 | 384 | 45 | 12.8 | 0 | 0.15 | 9.4751 | 114.398 | 80.4891 | 0 |  | 108 | 63.1505 | 45.8068 | 0.041097 | 60.5641 | 43.0274 | 0.041097 | 45.4315 | 41.1641 | 0 | 84.8637 | 84.7945 | 20988.8 | 17.9051 | 19591.8 | 20070.6 | 19861 | 19861 | 19582.9 | 19576.5 | 1481.12 | 0 | 0 | 8.8283 | 0 | 19567.7 | 950 | 18884.3 | 18789.8828
945 | 1991-02-09 08:00 | 305 | 663 | 74 | 16.1 | 2.1 | 0.15 | 20.4907 | 124.189 | 68.8408 | 0 |  | 305 | 237.893 | 76.4114 | 0.11606 | 224.91 | 71.6521 | 0.11606 | 205.206 | 68.5503 | 0 | 268.281 | 268.126 | 66375.1 | 30.7715 | 65418.9 | 63797.1 | 63548.4 | 63548.4 | 62658.7 | 62598.6 | 1476.85 | 0 | 0 | 83.9469 | 0 | 62514.6 | 949.999 | 61240.9 | 60934.7344
946 | 1991-02-09 09:00 | 491 | 788 | 96 | 18.9 | 2.1 | 0.15 | 30.1535 | 136.189 | 58.424 | 0 |  | 491 | 411.301 | 99.829 | 0.18684 | 355.471 | 93.5196 | 0.18684 | 339.664 | 89.472 | 0 | 420.554 | 420.096 | 103991 | 41.8871 | 103700 | 96183.7 | 95838.3 | 95838.3 | 93070.1 | 92925.1 | 1468.71 | 0 | 0 | -74.8173 | 0 | 92999.9 | 949.265 | 91442.8 | 90985.6016
947 | 1991-02-09 10:00 | 629 | 849 | 111 | 21.7 | 3.1 | 0.15 | 37.6641 | 151.185 | 50.0509 | 0 |  | 629 | 543.892 | 116.116 | 0.23935 | 444.5 | 108.728 | 0.23935 | 432.432 | 104.022 | 0 | 525.725 | 525.714 | 130131 | 49.1869 | 130249 | 116355 | 115850 | 115850 | 110510 | 110264 | 1412.58 | 0 | 0 | -585.609 | 0 | 110849 | 941.874 | 108948 | 108403.5
948 | 1991-02-09 11:00 | 703 | 875 | 119 | 22.8 | 4.1 | 0.15 | 41.9736 | 169.268 | 44.9007 | 0 |  | 703 | 618.242 | 125.178 | 0.26751 | 548.256 | 117.163 | 0.26751 | 537.071 | 112.093 | 0 | 636.181 | 635.924 | 157454 | 54.5702 | 157907 | 138781 | 138012 | 138012 | 134151 | 133860 | 1456.17 | 0 | 0 | -1582.58 | 0 | 135442 | 950 | 133138 | 132471.9531
949 | 1991-02-09 12:00 | 707 | 877 | 119 | 22.2 | 6.2 | 0.15 | 42.1948 | 188.861 | 44.1146 | 0 |  | 707 | 628.403 | 125.866 | 0.26904 | 598.412 | 117.757 | 0.26904 | 586.665 | 112.662 | 0 | 685.34 | 684.234 | 169380 | 53.2687 | 169994 | 151463 | 151001 | 151001 | 148886 | 148563 | 1508.06 | 0 | 0 | 419.606 | 0 | 148143 | 950 | 145635 | 144907.1562
950 | 1991-02-09 13:00 | 640 | 853 | 112 | 20.6 | 8.8 | 0.15 | 38.2748 | 207.208 | 47.8986 | 0 |  | 640 | 571.372 | 119.092 | 0.24354 | 551.367 | 111.371 | 0.24354 | 537.823 | 106.553 | 0 | 631.489 | 631.071 | 156233 | 46.0577 | 156717 | 144215 | 143164 | 143164 | 141159 | 140859 | 1498.1 | 0 | 0 | 376.648 | 0 | 140482 | 950 | 138094 | 137403.0625
951 | 1991-02-09 14:00 | 508 | 797 | 98 | 22.2 | 6.7 | 0.15 | 31.0437 | 222.544 | 55.3209 | 0 |  | 508 | 452.204 | 104.795 | 0.19331 | 375.086 | 97.9557 | 0.19331 | 360.789 | 93.7181 | 0 | 445.417 | 445.243 | 110246 | 41.9622 | 110063 | 102154 | 101432 | 101432 | 100012 | 99820.3 | 1429.75 | 0 | 0 | 167.675 | 0 | 99652.6 | 950 | 97985 | 97495.0547
952 | 1991-02-09 15:00 | 326 | 682 | 76 | 22.2 | 5.7 | 0.15 | 21.5614 | 234.83 | 65.1439 | 0 |  | 326 | 285.784 | 82.4647 | 0.12405 | 198.448 | 77.027 | 0.12405 | 184.22 | 73.6953 | 0 | 252.757 | 252.67 | 62559.1 | 33.9369 | 61617.2 | 58986.6 | 58651.5 | 58651.5 | 56604.9 | 56529.7 | 1415.16 | 0 | 0 | 40.9608 | 0 | 56488.7 | 938.283 | 55349.4 | 55072.6445
953 | 1991-02-09 16:00 | 127 | 427 | 48 | 21.1 | 6.2 | 0.15 | 10.6587 | 244.822 | 76.4316 | 0 |  | 127 | 100.131 | 53.199 | 0.048327 | 57.6991 | 49.632 | 0.048327 | 47.2579 | 47.4858 | 0 | 92.8488 | 92.6991 | 22951 | 25.3091 | 21576 | 21483.2 | 21337.2 | 21337.2 | 21038.5 | 21032.2 | 1544.58 | 0 | 0 | 9.7363 | 0 | 21022.5 | 950 | 20354.4 | 20252.6074
954 | 1991-02-09 17:00 | 6 | 36 | 5 | 20 | 3.1 | 0.15 | -1.1163 | 253.354 | 88.0017 | 0 |  | 6 | 0.40065 | 4.8556 | 0.0022832 | 0 | 4.5378 | 0 | 0 | 4.3415 | 0 | 4.2546 | 4.2534 | 1052.98 | 20.2224 | 364.896 | 363.944 | 361.259 | 361.259 | 356.201 | 356.199 | 1433.63 | 0 | 0 | 0.0024317 | 0 | 356.197 | 950 | 337.889 | 336.1999
955 | 1991-02-09 18:00 | 0 | 0 | 0 | 18.3 | 2.1 | 0.15
956 | 1991-02-09 19:00 | 0 | 0 | 0 | 17.2 | 3.1 | 0.15
957 | 1991-02-09 20:00 | 0 | 0 | 0 | 16.1 | 2.6 | 0.15
958 | 1991-02-09 21:00 | 0 | 0 | 0 | 15.6 | 1.5 | 0.15
959 | 1991-02-09 22:00 | 0 | 0 | 0 | 14.4 | 0 | 0.15
960 | 1991-02-09 23:00 | 0 | 0 | 0 | 13.3 | 1.5 | 0.15
961 | 1991-02-10 | 0 | 0 | 0 | 12.8 | 0 | 0.15
962 | 1991-02-10 01:00 | 0 | 0 | 0 | 12.2 | 0 | 0.15
963 | 1991-02-10 02:00 | 0 | 0 | 0 | 11.7 | 1.5 | 0.15
964 | 1991-02-10 03:00 | 0 | 0 | 0 | 11.1 | 0 | 0.15
965 | 1991-02-10 04:00 | 0 | 0 | 0 | 11.1 | 0 | 0.15
966 | 1991-02-10 05:00 | 0 | 0 | 0 | 9.4 | 0 | 0.15
967 | 1991-02-10 06:00 | 3 | 3 | 3 | 10.6 | 0 | 0.15 | -2.1979 | 105.721 | 89.6585 | 0 |  | 3 | 0 | 3.1355 | 0.0011416 | 0 | 2.9321 | 0 | 0 | 2.8052 | 0 | 2.7491 | 2.7479 | 680.29 | 10.7654 | 153.426 | 152.122 | 152.071 | 152.071 | 149.942 | 149.942 | 1420.85 | 0 | 0 | 0.00042197 | 0 | 149.941 | 950 | 142.211 | 141.4998
968 | 1991-02-10 07:00 | 96 | 232 | 57 | 12.2 | 1.5 | 0.15 | 9.6679 | 114.135 | 80.3146 | 0 |  | 96 | 39.017 | 57.5204 | 0.036531 | 37.432 | 53.9939 | 0.036531 | 28.2751 | 51.656 | 0 | 78.3325 | 78.2603 | 19372.6 | 16.6008 | 17969.1 | 18516.6 | 18368 | 18368 | 18110.8 | 18105.8 | 1514.18 | 0 | 0 | 7.4326 | 0 | 18098.3 | 950 | 17433.5 | 17346.2871
969 | 1991-02-10 08:00 | 284 | 515 | 102 | 17.2 | 0 | 0.15 | 20.7112 | 123.937 | 68.6378 | 0 |  | 284 | 187.219 | 104.095 | 0.10807 | 177.143 | 97.5587 | 0.10807 | 161.84 | 93.3359 | 0 | 250.073 | 249.787 | 61835.1 | 32.2384 | 60798.4 | 58994.7 | 58777.8 | 58777.8 | 57954.9 | 57905.4 | 1502.08 | 0 | 0 | 73.0375 | 0 | 57832.4 | 949.999 | 56603.2 | 56320.1719
970 | 1991-02-10 09:00 | 469 | 658 | 136 | 20.6 | 2.6 | 0.15 | 30.4083 | 135.959 | 58.1845 | 0 |  | 469 | 346.447 | 140.669 | 0.17847 | 300.459 | 131.777 | 0.17847 | 287.279 | 126.074 | 0 | 405.086 | 404.603 | 100154 | 42.2414 | 99777.9 | 92661.8 | 92274.9 | 92274.9 | 90393.4 | 90261.6 | 1472.7 | 0 | 0 | -167.104 | 0 | 90428.7 | 949.999 | 88916.4 | 88471.8125
971 | 1991-02-10 10:00 | 607 | 731 | 159 | 23.3 | 3.6 | 0.15 | 37.9554 | 151.008 | 49.7702 | 0 |  | 607 | 470.045 | 165.603 | 0.23098 | 387.305 | 155.066 | 0.23098 | 376.947 | 148.355 | 0 | 514.796 | 514.689 | 127400 | 49.6051 | 127462 | 114193 | 113584 | 113584 | 109944 | 109714 | 1410.21 | 0 | 0 | -427.462 | 0 | 110142 | 947.075 | 108243 | 107701.7344
972 | 1991-02-10 11:00 | 681 | 762 | 170 | 22.2 | 4.1 | 0.15 | 42.2919 | 169.191 | 44.5864 | 0 |  | 681 | 540.578 | 178.197 | 0.25914 | 479.372 | 166.789 | 0.25914 | 469.775 | 159.572 | 0 | 616.759 | 616.031 | 152527 | 52.9764 | 152923 | 135631 | 134928 | 134928 | 132591 | 132315 | 1461.58 | 0 | 0 | -116.027 | 0 | 132431 | 950 | 130189 | 129538.2188
973 | 1991-02-10 12:00 | 685 | 763 | 170 | 20.6 | 6.2 | 0.15 | 42.5161 | 188.914 | 43.7933 | 0 |  | 685 | 549.978 | 179.2 | 0.26066 | 523.726 | 167.655 | 0.26066 | 513.642 | 160.401 | 0 | 660.562 | 659.83 | 163338 | 50.5606 | 163891 | 147810 | 147367 | 147367 | 145303 | 144992 | 1487.58 | 0 | 0 | 399.285 | 0 | 144593 | 950 | 142158 | 141446.7344
974 | 1991-02-10 13:00 | 617 | 734 | 160 | 20 | 6.7 | 0.15 | 38.5736 | 207.367 | 47.6013 | 0 |  | 617 | 494.114 | 169.447 | 0.23479 | 477.266 | 158.461 | 0.23479 | 465.743 | 151.605 | 0 | 605.002 | 604.619 | 149686 | 46.8361 | 150084 | 137699 | 136845 | 136845 | 134929 | 134664 | 1509.72 | 0 | 0 | 354.301 | 0 | 134310 | 950 | 132049 | 131388.3594
975 | 1991-02-10 14:00 | 484 | 666 | 139 | 21.1 | 5.7 | 0.15 | 31.3081 | 222.763 | 55.0619 | 0 |  | 484 | 380.083 | 147.859 | 0.18418 | 316.845 | 138.209 | 0.18418 | 304.945 | 132.23 | 0 | 428.432 | 427.8 | 105926 | 40.9719 | 105645 | 98674.5 | 97992.1 | 97992.1 | 96620.2 | 96455.4 | 1438.94 | 0 | 0 | 168.274 | 0 | 96287.1 | 950 | 94682.8 | 94209.3828
976 | 1991-02-10 15:00 | 303 | 532 | 106 | 19.4 | 5.7 | 0.15 | 21.7923 | 235.075 | 64.9223 | 0 |  | 303 | 224.786 | 113.467 | 0.1153 | 156.94 | 106.003 | 0.1153 | 145.854 | 101.418 | 0 | 242.327 | 242.458 | 60029.2 | 30.6625 | 59006.1 | 57396.2 | 57103.9 | 57103.9 | 55736.1 | 55665.8 | 1399.11 | 0 | 0 | 32.0325 | 0 | 55633.8 | 944.904 | 54466.3 | 54193.9648
977 | 1991-02-10 16:00 | 113 | 268 | 62 | 18.9 | 4.1 | 0.15 | 10.862 | 245.079 | 76.2403 | 0 |  | 113 | 64.3227 | 67.164 | 0.043 | 37.0908 | 62.6847 | 0.043 | 30.5015 | 59.9738 | 0 | 88.6658 | 88.5089 | 21912.7 | 23.3218 | 20508.1 | 20604.2 | 20487 | 20487 | 20200.1 | 20194.6 | 1539.65 | 0 | 0 | 8.5973 | 0 | 20186 | 950 | 19494.5 | 19397.0312
978 | 1991-02-10 17:00 | 6 | 8 | 5 | 17.8 | 3.6 | 0.15 | -0.93338 | 253.622 | 87.8784 | 0 |  | 6 | 0.42536 | 4.8592 | 0.0022832 | 0 | 4.541 | 0 | 0 | 4.3445 | 0 | 4.2576 | 4.2552 | 1053.44 | 18.0175 | 364.974 | 363.564 | 360.891 | 360.891 | 355.839 | 355.837 | 1444.14 | 0 | 0 | 0.0024644 | 0 | 355.835 | 950 | 337.546 | 335.8578
979 | 1991-02-10 18:00 | 0 | 0 | 0 | 16.1 | 3.1 | 0.15
980 | 1991-02-10 19:00 | 0 | 0 | 0 | 15.6 | 1.5 | 0.15
981 | 1991-02-10 20:00 | 0 | 0 | 0 | 15.6 | 1.5 | 0.15
982 | 1991-02-10 21:00 | 0 | 0 | 0 | 15 | 2.1 | 0.15
983 | 1991-02-10 22:00 | 0 | 0 | 0 | 13.3 | 1.5 | 0.15
984 | 1991-02-10 23:00 | 0 | 0 | 0 | 13.3 | 0 | 0.15
985 | 1991-02-11 | 0 | 0 | 0 | 11.7 | 2.1 | 0.15
986 | 1991-02-11 01:00 | 0 | 0 | 0 | 13.9 | 2.6 | 0.15
987 | 1991-02-11 02:00 | 0 | 0 | 0 | 12.2 | 2.6 | 0.15
988 | 1991-02-11 03:00 | 0 | 0 | 0 | 11.7 | 0 | 0.15
989 | 1991-02-11 04:00 | 0 | 0 | 0 | 10.6 | 0 | 0.15
990 | 1991-02-11 05:00 | 0 | 0 | 0 | 11.1 | 0 | 0.15
991 | 1991-02-11 06:00 | 4 | 12 | 4 | 11.1 | 1.5 | 0.15 | -2.0205 | 105.447 | 89.6131 | 0 |  | 4 | 0 | 4.1186 | 0.0015221 | 0 | 3.8515 | 0 | 0 | 3.6848 | 0 | 3.6111 | 3.6093 | 893.527 | 11.303 | 263.7 | 261.55 | 260.983 | 260.983 | 257.329 | 257.328 | 1425.57 | 0 | 0 | 0.0012786 | 0 | 257.327 | 950 | 244.081 | 242.861
992 | 1991-02-11 07:00 | 97 | 130 | 74 | 11.7 | 2.6 | 0.15 | 9.8654 | 113.871 | 80.1355 | 0 |  | 97 | 22.9666 | 73.8618 | 0.036911 | 22.0375 | 69.2319 | 0.036911 | 16.7612 | 66.2352 | 0 | 81.3365 | 81.2911 | 20123.6 | 16.0481 | 18707 | 19325.5 | 19218.4 | 19218.4 | 18949.3 | 18944.3 | 1554.44 | 0 | 0 | 8.1013 | 0 | 18936.2 | 950 | 18244.3 | 18153.0645
993 | 1991-02-11 08:00 | 258 | 253 | 167 | 16.7 | 3.1 | 0.15 | 20.9363 | 123.683 | 68.4303 | 0 |  | 258 | 93.5041 | 168.639 | 0.098177 | 88.5825 | 157.974 | 0.098177 | 81.0377 | 151.137 | 0 | 227.531 | 227.412 | 56297.2 | 28.5902 | 55166 | 54365.5 | 54206.5 | 54206.5 | 53447.5 | 53407.7 | 1530.68 | 0 | 0 | 62.2114 | 0 | 53345.5 | 950 | 52171.8 | 51910.9727
994 | 1991-02-11 09:00 | 348 | 367 | 161 | 20.6 | 3.1 | 0.15 | 30.6677 | 135.728 | 57.9405 | 0 |  | 348 | 194.386 | 165.158 | 0.13242 | 169.039 | 154.687 | 0.13242 | 161.726 | 147.992 | 0 | 303.524 | 303.26 | 75071.3 | 36.4559 | 74248.8 | 70824.4 | 70556.4 | 70556.4 | 69568.6 | 69492.3 | 1467.75 | 0 | 0 | 99.6793 | 0 | 69392.7 | 949.999 | 68086.5 | 67746.0469
995 | 1991-02-11 10:00 | 427 | 324 | 226 | 23.3 | 3.6 | 0.15 | 38.2514 | 150.83 | 49.485 | 0 |  | 427 | 210.736 | 230.673 | 0.16249 | 173.629 | 215.91 | 0.16249 | 169.062 | 206.567 | 0 | 368.117 | 368.33 | 91176.4 | 42.1249 | 90624.7 | 84470.8 | 84120 | 84120 | 82942.4 | 82827.1 | 1435.72 | 0 | 0 | 126.579 | 0 | 82700.5 | 950 | 81284.6 | 80878.1484
996 | 1991-02-11 11:00 | 614 | 363 | 368 | 22.2 | 4.6 | 0.15 | 42.6147 | 169.116 | 44.2677 | 0 |  | 614 | 260.055 | 377.15 | 0.23365 | 230.605 | 352.924 | 0.23365 | 226.075 | 337.652 | 0 | 552.453 | 552.044 | 136675 | 49.1593 | 136869 | 124185 | 123715 | 123715 | 121983 | 121770 | 1504.58 | 0 | 0 | 298.92 | 0 | 121471 | 950 | 119458 | 118861.1172
997 | 1991-02-11 12:00 | 573 | 470 | 254 | 21.7 | 4.1 | 0.15 | 42.8408 | 188.972 | 43.4685 | 0 |  | 573 | 340.413 | 264.069 | 0.21804 | 324.162 | 247.042 | 0.21804 | 318.041 | 236.353 | 0 | 543.306 | 542.748 | 134357 | 48.8152 | 134528 | 122383 | 122020 | 122020 | 120312 | 120109 | 1516.18 | 0 | 0 | 287.918 | 0 | 119821 | 950 | 117854 | 117264.3828
998 | 1991-02-11 13:00 | 513 | 475 | 216 | 20.6 | 5.2 | 0.15 | 38.8745 | 207.533 | 47.3018 | 0 |  | 513 | 320.845 | 225.787 | 0.19521 | 310.418 | 211.15 | 0.19521 | 303.053 | 202.015 | 0 | 494.966 | 494.658 | 122461 | 44.1063 | 122439 | 113674 | 113094 | 113094 | 111510 | 111343 | 1549.04 | 0 | 0 | 256.518 | 0 | 111087 | 950 | 109272 | 108725.6719
999 | 1991-02-11 14:00 | 497 | 596 | 186 | 21.7 | 6.2 | 0.15 | 31.5735 | 222.989 | 54.8022 | 0 |  | 497 | 342.241 | 195.141 | 0.18912 | 285.534 | 182.418 | 0.18912 | 274.971 | 174.526 | 0 | 440.507 | 440.225 | 108998 | 41.6891 | 108757 | 101467 | 100822 | 100822 | 99410 | 99249.9 | 1467.45 | 0 | 0 | 188.34 | 0 | 99061.6 | 950 | 97433.6 | 96946.3828
1000 | 1991-02-11 15:00 | 247 | 358 | 113 | 20.6 | 4.6 | 0.15 | 22.0233 | 235.326 | 64.7007 | 0 |  | 247 | 152.623 | 119.778 | 0.093991 | 107.44 | 111.909 | 0.093991 | 99.9658 | 107.068 | 0 | 202.894 | 202.841 | 50219 | 30.5058 | 49034.2 | 47843.6 | 47601.7 | 47601.7 | 46852.4 | 46803.6 | 1393.76 | 0 | 0 | 15.9868 | 0 | 46787.6 | 949.229 | 45711.8 | 45483.1953
1001 | 1991-02-11 16:00 | 98 | 63 | 86 | 20 | 5.2 | 0.15 | 11.0651 | 245.342 | 76.0495 | 0 |  | 98 | 15.0622 | 87.3299 | 0.037292 | 8.6912 | 81.6635 | 0.037292 | 7.175 | 78.1304 | 0 | 83.5993 | 83.5422 | 20682.6 | 23.9699 | 19259.2 | 19329.6 | 19258.5 | 19258.5 | 18988.9 | 18984.2 | 1556.08 | 0 | 0 | 7.7248 | 0 | 18976.5 | 950 | 18279 | 18187.5957
1002 | 1991-02-11 17:00 | 10 | 7 | 10 | 18.9 | 3.6 | 0.15 | -0.75084 | 253.895 | 87.7555 | 0 |  | 10 | 0 | 9.6064 | 0.0038053 | 0 | 8.9753 | 0 | 0 | 8.5871 | 0 | 8.4154 | 8.4114 | 2082.34 | 19.3299 | 1217.22 | 1231.29 | 1222.86 | 1222.86 | 1205.74 | 1205.72 | 1511.32 | 0 | 0 | 0.030364 | 0 | 1205.69 | 950 | 1144.51 | 1138.7863
1003 | 1991-02-11 18:00 | 0 | 0 | 0 | 18.3 | 2.6 | 0.15
1004 | 1991-02-11 19:00 | 0 | 0 | 0 | 16.7 | 2.1 | 0.15
1005 | 1991-02-11 20:00 | 0 | 0 | 0 | 16.1 | 0 | 0.15
1006 | 1991-02-11 21:00 | 0 | 0 | 0 | 16.1 | 0 | 0.15
1007 | 1991-02-11 22:00 | 0 | 0 | 0 | 15.6 | 3.1 | 0.15
1008 | 1991-02-11 23:00 | 0 | 0 | 0 | 15 | 2.6 | 0.15
1009 | 1991-02-12 | 0 | 0 | 0 | 15 | 2.1 | 0.15
1010 | 1991-02-12 01:00 | 0 | 0 | 0 | 15 | 2.1 | 0.15
1011 | 1991-02-12 02:00 | 0 | 0 | 0 | 15 | 3.1 | 0.15
1012 | 1991-02-12 03:00 | 0 | 0 | 0 | 14.4 | 2.1 | 0.15
1013 | 1991-02-12 04:00 | 0 | 0 | 0 | 14.4 | 2.1 | 0.15
1014 | 1991-02-12 05:00 | 0 | 0 | 0 | 14.4 | 2.1 | 0.15
1015 | 1991-02-12 06:00 | 2 | 0 | 2 | 14.4 | 3.6 | 0.15 | -1.8384 | 105.171 | 89.5665 | 0 |  | 2 | 0 | 2.1167 | 0.00076106 | 0 | 1.9792 | 0 | 0 | 1.8936 | 0 | 1.8557 | 1.8549 | 459.203 | 14.4948 | 70.1716 | 69.7305 | 69.6394 | 69.6394 | 68.6644 | 68.6644 | 1444.38 | 0 | 0 | 9.1184e-05 | 0 | 68.6643 | 950 | 65.1198 | 64.7942
1016 | 1991-02-12 07:00 | 29 | 0 | 29 | 15 | 5.2 | 0.15 | 10.0675 | 113.606 | 79.952 | 0 |  | 29 | 0 | 28.7376 | 0.011035 | 0 | 26.8671 | 0.011035 | 0 | 25.7047 | 0 | 25.1906 | 25.1789 | 6233.34 | 16.1965 | 5081.45 | 5242.33 | 5211.38 | 5211.38 | 5138.42 | 5138.08 | 1549.1 | 0 | 0 | 0.56842 | 0 | 5137.51 | 950 | 4892.41 | 4867.9468
1017 | 1991-02-12 08:00 | 301 | 483 | 126 | 16.1 | 5.2 | 0.15 | 21.166 | 123.428 | 68.2184 | 0 |  | 301 | 179.616 | 128.216 | 0.11454 | 170.225 | 120.151 | 0.11454 | 155.936 | 114.95 | 0 | 265.469 | 265.209 | 65654 | 28.7028 | 64671.7 | 63658.3 | 63437.8 | 63437.8 | 62549.7 | 62493.3 | 1511.93 | 0 | 0 | 85.2228 | 0 | 62408.1 | 949.999 | 61130.4 | 60824.707
1018 | 1991-02-12 09:00 | 369 | 395 | 166 | 16.7 | 4.1 | 0.15 | 30.9317 | 135.495 | 57.6921 | 0 |  | 369 | 210.84 | 170.189 | 0.14042 | 184.026 | 159.397 | 0.14042 | 176.176 | 152.499 | 0 | 322.102 | 321.95 | 79696.3 | 32.7843 | 78951.4 | 76383.5 | 76112.5 | 76112.5 | 75047 | 74956.2 | 1449.28 | 0 | 0 | 114.296 | 0 | 74841.9 | 949.999 | 73499.7 | 73132.2188
1019 | 1991-02-12 10:00 | 582 | 676 | 162 | 17.2 | 4.1 | 0.15 | 38.5519 | 150.653 | 49.1953 | 0 |  | 582 | 440.019 | 168.596 | 0.22147 | 362.516 | 157.867 | 0.22147 | 353.142 | 151.035 | 0 | 494.093 | 494.126 | 122313 | 41.8861 | 122301 | 113259 | 112674 | 112674 | 109190 | 108963 | 1411.51 | 0 | 0 | -458.644 | 0 | 109422 | 948.288 | 107536 | 106998.4141
1020 | 1991-02-12 11:00 | 713 | 875 | 118 | 18.3 | 3.1 | 0.15 | 42.9417 | 169.044 | 43.9447 | 0 |  | 713 | 628.551 | 124.071 | 0.27132 | 559.092 | 116.126 | 0.27132 | 548.319 | 111.101 | 0 | 646.231 | 645.442 | 159804 | 52.0468 | 160280 | 142307 | 141521 | 141521 | 137907 | 137598 | 1455.46 | 0 | 0 | -1272.3 | 0 | 138870 | 950 | 136509 | 135826.2969
1021 | 1991-02-12 12:00 | 702 | 830 | 135 | 18.3 | 3.6 | 0.15 | 43.169 | 189.035 | 43.1402 | 0 |  | 702 | 604.612 | 142.233 | 0.26713 | 575.745 | 133.067 | 0.26713 | 565.087 | 127.309 | 0 | 678.548 | 677.778 | 167780 | 52.9404 | 168378 | 150165 | 149716 | 149716 | 147619 | 147301 | 1499.18 | 0 | 0 | 413.104 | 0 | 146887 | 950 | 144407 | 143685.125
1022 | 1991-02-12 13:00 | 644 | 830 | 121 | 18.3 | 3.6 | 0.15 | 39.1775 | 207.707 | 47.0004 | 0 |  | 644 | 564.507 | 128.302 | 0.24506 | 547.588 | 119.983 | 0.24506 | 534.822 | 114.792 | 0 | 636.622 | 636.321 | 157528 | 50.8216 | 158029 | 142535 | 141818 | 141818 | 139832 | 139550 | 1505.5 | 0 | 0 | 380.638 | 0 | 139169 | 950 | 136818 | 136133.9531
1023 | 1991-02-12 14:00 | 495 | 718 | 117 | 17.8 | 3.6 | 0.15 | 31.8398 | 223.221 | 54.5419 | 0 |  | 495 | 415.508 | 125.105 | 0.18836 | 346.441 | 116.934 | 0.18836 | 333.815 | 111.876 | 0 | 436.777 | 436.544 | 108091 | 40.1112 | 107858 | 100867 | 100137 | 100137 | 98734.7 | 98556.8 | 1434.32 | 0 | 0 | 173.554 | 0 | 98383.3 | 950 | 96743.7 | 96260.0078
1024 | 1991-02-12 15:00 | 318 | 623 | 82 | 17.2 | 3.1 | 0.15 | 22.2544 | 235.583 | 64.4793 | 0 |  | 318 | 268.319 | 88.652 | 0.12101 | 189.628 | 82.8081 | 0.12101 | 176.626 | 79.2264 | 0 | 250.735 | 250.884 | 62114.3 | 30.3174 | 61151.2 | 59383.3 | 59025 | 59025 | 57040.6 | 56965.5 | 1414.69 | 0 | 0 | 37.8484 | 0 | 56927.7 | 940.192 | 55770.4 | 55491.543
1025 | 1991-02-12 16:00 | 125 | 369 | 53 | 16.7 | 2.6 | 0.15 | 11.2679 | 245.61 | 75.8594 | 0 |  | 125 | 89.9524 | 58.2908 | 0.047566 | 52.1079 | 54.3892 | 0.047566 | 43.1646 | 52.0372 | 0 | 93.2978 | 93.2124 | 23077.8 | 21.6857 | 21692.2 | 21897.7 | 21750.6 | 21750.6 | 21446.1 | 21439.7 | 1550.72 | 0 | 0 | 10.0937 | 0 | 21429.6 | 950 | 20743.5 | 20639.7441
1026 | 1991-02-12 17:00 | 7 | 15 | 6 | 15 | 3.1 | 0.15 | -0.56874 | 254.173 | 87.6331 | 0 |  | 7 | 0.47447 | 5.7971 | 0.0026637 | 0 | 5.4156 | 0 | 0 | 5.1814 | 0 | 5.0778 | 5.0763 | 1256.72 | 15.2654 | 514.694 | 513.562 | 508.148 | 508.148 | 501.034 | 501.03 | 1457.57 | 0 | 0 | 0.0048756 | 0 | 501.025 | 950 | 475.33 | 472.9532
1027 | 1991-02-12 18:00 | 0 | 0 | 0 | 14.4 | 2.6 | 0.15
1028 | 1991-02-12 19:00 | 0 | 0 | 0 | 14.4 | 1.5 | 0.15
1029 | 1991-02-12 20:00 | 0 | 0 | 0 | 13.3 | 1.5 | 0.15
1030 | 1991-02-12 21:00 | 0 | 0 | 0 | 13.3 | 0 | 0.15
1031 | 1991-02-12 22:00 | 0 | 0 | 0 | 12.8 | 0 | 0.15
1032 | 1991-02-12 23:00 | 0 | 0 | 0 | 12.8 | 0 | 0.15
1033 | 1991-02-13 | 0 | 0 | 0 | 12.2 | 2.6 | 0.15
1034 | 1991-02-13 01:00 | 0 | 0 | 0 | 11.7 | 2.6 | 0.15
1035 | 1991-02-13 02:00 | 0 | 0 | 0 | 11.1 | 1.5 | 0.15
1036 | 1991-02-13 03:00 | 0 | 0 | 0 | 11.1 | 2.1 | 0.15
1037 | 1991-02-13 04:00 | 0 | 0 | 0 | 10 | 0 | 0.15
1038 | 1991-02-13 05:00 | 0 | 0 | 0 | 10.6 | 2.1 | 0.15
1039 | 1991-02-13 06:00 | 4 | 11 | 4 | 10.6 | 2.1 | 0.15 | -1.6516 | 104.893 | 89.5186 | 0 |  | 4 | 0 | 4.1138 | 0.0015221 | 0 | 3.8469 | 0 | 0 | 3.6804 | 0 | 3.6068 | 3.6054 | 892.561 | 10.7973 | 263.161 | 260.937 | 260.381 | 260.381 | 256.735 | 256.734 | 1426.96 | 0 | 0 | 0.0012399 | 0 | 256.733 | 950 | 243.518 | 242.3007
1040 | 1991-02-13 07:00 | 82 | 52 | 72 | 11.1 | 1.5 | 0.15 | 10.2742 | 113.339 | 79.7641 | 0 |  | 82 | 9.9497 | 72.6506 | 0.031203 | 9.5684 | 67.9408 | 0.031203 | 7.3744 | 65.0013 | 0 | 70.9282 | 70.9142 | 17555 | 15.0877 | 16149 | 16748.3 | 16673.5 | 16673.5 | 16440.1 | 16436.5 | 1555.29 | 0 | 0 | 5.9343 | 0 | 16430.6 | 950 | 15792.2 | 15713.1982
1041 | 1991-02-13 08:00 | 321 | 428 | 165 | 13.3 | 2.1 | 0.15 | 21.4 | 123.172 | 68.0022 | 0 |  | 321 | 159.939 | 166.543 | 0.12215 | 151.666 | 156.005 | 0.12215 | 139.122 | 149.253 | 0 | 282.608 | 282.346 | 69896.9 | 28.7496 | 68976.6 | 67887.1 | 67678.8 | 67678.8 | 66731.1 | 66669 | 1532.56 | 0 | 0 | 96.8638 | 0 | 66572.1 | 949.999 | 65257.1 | 64930.832
1042 | 1991-02-13 09:00 | 521 | 738 | 140 | 15.6 | 1.5 | 0.15 | 31.2001 | 135.262 | 57.4394 | 0 |  | 521 | 395.382 | 144.633 | 0.19826 | 345.941 | 135.487 | 0.19826 | 331.396 | 129.623 | 0 | 451.799 | 451.996 | 111886 | 41.0171 | 111707 | 104120 | 103766 | 103766 | 101402 | 101235 | 1463.85 | 0 | 0 | -404.908 | 0 | 101640 | 950 | 99904 | 99404.5078
1043 | 1991-02-13 10:00 | 595 | 751 | 125 | 17.2 | 2.1 | 0.15 | 38.8569 | 150.476 | 48.9012 | 0 |  | 595 | 492.042 | 130.762 | 0.22642 | 406.237 | 122.453 | 0.22642 | 395.908 | 117.154 | 0 | 502.801 | 501.985 | 124256 | 44.668 | 124287 | 113412 | 112705 | 112705 | 108378 | 108142 | 1410.63 | 0 | 0 | -317.869 | 0 | 108460 | 944.362 | 106600 | 106066.7812
1044 | 1991-02-13 11:00 | 694 | 807 | 142 | 18.3 | 2.6 | 0.15 | 43.2728 | 168.975 | 43.6175 | 0 |  | 694 | 582.717 | 148.598 | 0.26409 | 518.309 | 139.075 | 0.26409 | 508.517 | 133.057 | 0 | 628.742 | 627.951 | 155470 | 51.8878 | 155903 | 138647 | 137911 | 137911 | 135278 | 134988 | 1460.11 | 0 | 0 | -358.293 | 0 | 135346 | 950 | 133054 | 132389.1094
1045 | 1991-02-13 12:00 | 698 | 728 | 198 | 21.1 | 1.5 | 0.15 | 43.5003 | 189.105 | 42.8086 | 0 |  | 698 | 532.775 | 207.729 | 0.26561 | 508.082 | 194.341 | 0.26561 | 498.863 | 185.932 | 0 | 671.1 | 670.396 | 165959 | 58.7984 | 166540 | 144910 | 144356 | 144356 | 142335 | 142045 | 1513.3 | 0 | 0 | 393.636 | 0 | 141651 | 950 | 139275 | 138578.3906
1046 | 1991-02-13 13:00 | 563 | 458 | 272 | 20 | 3.1 | 0.15 | 39.4823 | 207.887 | 46.6972 | 0 |  | 563 | 313.828 | 283.013 | 0.21424 | 304.494 | 264.666 | 0.21424 | 297.521 | 253.215 | 0 | 539.721 | 539.44 | 133545 | 48.2045 | 133704 | 122093 | 121603 | 121603 | 119900 | 119707 | 1543.36 | 0 | 0 | 297.476 | 0 | 119410 | 950 | 117441 | 116853.8438
1047 | 1991-02-13 14:00 | 483 | 569 | 181 | 17.8 | 4.6 | 0.15 | 32.1068 | 223.461 | 54.281 | 0 |  | 483 | 331.599 | 189.924 | 0.1838 | 276.626 | 177.54 | 0.1838 | 266.695 | 169.859 | 0 | 427.823 | 427.427 | 105830 | 38.6735 | 105535 | 99620.2 | 99008.2 | 99008.2 | 97622 | 97467.6 | 1469.19 | 0 | 0 | 182.225 | 0 | 97285.3 | 950 | 95685 | 95206.5938
1048 | 1991-02-13 15:00 | 324 | 509 | 129 | 17.2 | 4.6 | 0.15 | 22.4856 | 235.846 | 64.2583 | 0 |  | 324 | 221.313 | 136.291 | 0.12329 | 157.684 | 127.34 | 0.12329 | 147.034 | 121.831 | 0 | 263.488 | 263.415 | 65215 | 30.064 | 64255.1 | 62684.3 | 62392.7 | 62392.7 | 61147 | 61065.9 | 1397.83 | 0 | 0 | -22.0821 | 0 | 61087.9 | 949.21 | 59857.9 | 59558.6094
1049 | 1991-02-13 16:00 | 141 | 328 | 75 | 17.2 | 4.1 | 0.15 | 11.4703 | 245.883 | 75.6699 | 0 |  | 141 | 82.0829 | 80.592 | 0.053655 | 47.5789 | 75.2272 | 0.053655 | 39.5558 | 71.9738 | 0 | 109.299 | 109.218 | 27040.2 | 22.6565 | 25642.2 | 25811.6 | 25667.3 | 25667.3 | 25308 | 25299.4 | 1542.2 | 0 | 0 | 13.5835 | 0 | 25285.8 | 950 | 24535.1 | 24412.4414
1050 | 1991-02-13 17:00 | 17 | 12 | 16 | 16.7 | 2.6 | 0.15 | -0.38713 | 254.455 | 87.5113 | 0 |  | 17 | 0.49886 | 15.6697 | 0.006469 | 0 | 14.6342 | 0 | 0 | 14.0013 | 0 | 13.7213 | 13.7139 | 3395.11 | 17.4335 | 2409.45 | 2465.8 | 2452.13 | 2452.13 | 2417.8 | 2417.72 | 1450.87 | 0 | 0 | 0.11624 | 0 | 2417.6 | 950 | 2297.18 | 2285.6897
1051 | 1991-02-13 18:00 | 0 | 0 | 0 | 16.1 | 0 | 0.15
1052 | 1991-02-13 19:00 | 0 | 0 | 0 | 15.6 | 0 | 0.15
1053 | 1991-02-13 20:00 | 0 | 0 | 0 | 15.6 | 2.6 | 0.15
1054 | 1991-02-13 21:00 | 0 | 0 | 0 | 15 | 0 | 0.15
1055 | 1991-02-13 22:00 | 0 | 0 | 0 | 13.3 | 2.1 | 0.15
1056 | 1991-02-13 23:00 | 0 | 0 | 0 | 13.9 | 2.1 | 0.15
1057 | 1991-02-14 | 0 | 0 | 0 | 13.9 | 0 | 0.15
1058 | 1991-02-14 01:00 | 0 | 0 | 0 | 12.8 | 0 | 0.15
1059 | 1991-02-14 02:00 | 0 | 0 | 0 | 12.8 | 0 | 0.15
1060 | 1991-02-14 03:00 | 0 | 0 | 0 | 12.2 | 0 | 0.15
1061 | 1991-02-14 04:00 | 0 | 0 | 0 | 11.7 | 0 | 0.15
1062 | 1991-02-14 05:00 | 0 | 0 | 0 | 12.2 | 0 | 0.15
1063 | 1991-02-14 06:00 | 8 | 17 | 7 | 13.3 | 0 | 0.15 | -1.4602 | 104.615 | 89.4694 | 0 |  | 8 | 0.10641 | 6.5406 | 0.0030442 | 0 | 6.1188 | 0 | 0 | 5.8541 | 0 | 5.737 | 5.7359 | 1420 | 13.6453 | 646.643 | 648.887 | 641.461 | 641.461 | 632.481 | 632.475 | 1427.76 | 0 | 0 | 0.0078373 | 0 | 632.467 | 950 | 600.098 | 597.0978
1064 | 1991-02-14 07:00 | 111 | 263 | 63 | 15 | 1.5 | 0.15 | 10.4852 | 113.07 | 79.5718 | 0 |  | 111 | 47.677 | 63.4351 | 0.042239 | 45.7622 | 59.531 | 0.042239 | 35.4901 | 56.9535 | 0 | 90.5948 | 90.5112 | 22404.6 | 20.0897 | 20990.1 | 21351.2 | 21204.8 | 21204.8 | 20907.9 | 20901.2 | 1513.58 | 0 | 0 | 9.8261 | 0 | 20891.4 | 950 | 20170.5 | 20069.6934
1065 | 1991-02-14 08:00 | 221 | 318 | 104 | 16.7 | 2.1 | 0.15 | 21.6384 | 122.914 | 67.7818 | 0 |  | 221 | 119.824 | 106.006 | 0.084097 | 113.743 | 99.3446 | 0.084097 | 104.475 | 95.0446 | 0 | 195.529 | 195.433 | 48380.1 | 27.3938 | 47148.9 | 46653.6 | 46499.4 | 46499.4 | 45848.4 | 45818.4 | 1521.85 | 0 | 0 | 46.2425 | 0 | 45772.2 | 950 | 44724.5 | 44500.8984
1066 | 1991-02-14 09:00 | 500 | 764 | 102 | 18.9 | 1.5 | 0.15 | 31.4728 | 135.027 | 57.1825 | 0 |  | 500 | 412.68 | 105.811 | 0.19026 | 361.953 | 99.1175 | 0.19026 | 346.958 | 94.8276 | 0 | 432.95 | 433.043 | 107194 | 43.2514 | 106950 | 98723.4 | 98326.3 | 98326.3 | 95550.2 | 95401.3 | 1473.71 | 0 | 0 | -210.598 | 0 | 95611.9 | 950 | 93998.8 | 93528.7656
1067 | 1991-02-14 10:00 | 656 | 879 | 102 | 21.1 | 4.1 | 0.15 | 39.1662 | 150.299 | 48.6029 | 0 |  | 656 | 579.559 | 106.763 | 0.24963 | 481.341 | 99.9713 | 0.24963 | 469.303 | 95.6449 | 0 | 553.649 | 552.812 | 136832 | 48.718 | 137041 | 122759 | 122208 | 122208 | 116776 | 116505 | 1409.45 | 0 | 0 | -256.191 | 0 | 116761 | 943.626 | 114730 | 114156.6719
1068 | 1991-02-14 11:00 | 668 | 708 | 181 | 20.6 | 4.6 | 0.15 | 43.608 | 168.908 | 43.2862 | 0 |  | 668 | 513.739 | 189.313 | 0.25419 | 456.944 | 177.188 | 0.25419 | 448.482 | 169.52 | 0 | 605.642 | 605.187 | 149832 | 50.1545 | 150201 | 134955 | 134276 | 134276 | 132382 | 132106 | 1452.08 | 0 | 0 | 309.889 | 0 | 131796 | 950 | 129573 | 128924.6641
1069 | 1991-02-14 12:00 | 642 | 565 | 252 | 18.9 | 3.6 | 0.15 | 43.8348 | 189.18 | 42.4739 | 0 |  | 642 | 415.259 | 261.926 | 0.2443 | 396.01 | 245.035 | 0.2443 | 388.97 | 234.432 | 0 | 610.934 | 610.169 | 151051 | 50.085 | 151461 | 136994 | 136473 | 136473 | 134562 | 134309 | 1524.91 | 0 | 0 | 358.71 | 0 | 133950 | 950 | 131716 | 131057.8359
1070 | 1991-02-14 13:00 | 523 | 556 | 168 | 21.1 | 3.1 | 0.15 | 39.789 | 208.075 | 46.3923 | 0 |  | 523 | 382.525 | 177.559 | 0.19902 | 371.235 | 166.044 | 0.19902 | 362.885 | 158.861 | 0 | 511.31 | 510.925 | 126487 | 47.8136 | 126535 | 115675 | 115150 | 115150 | 113538 | 113356 | 1521.53 | 0 | 0 | 257.887 | 0 | 113098 | 950 | 111247 | 110691.1328
1071 | 1991-02-14 14:00 | 442 | 488 | 181 | 20 | 3.6 | 0.15 | 32.3744 | 223.707 | 54.0198 | 0 |  | 442 | 286.266 | 189.888 | 0.16819 | 239.074 | 177.506 | 0.16819 | 230.62 | 169.827 | 0 | 392.437 | 392.063 | 97074.7 | 40.0378 | 96626.5 | 90791 | 90260.7 | 90260.7 | 88996.8 | 88871.6 | 1475.02 | 0 | 0 | 154.315 | 0 | 88717.3 | 950 | 87233.1 | 86796.9453
1072 | 1991-02-14 15:00 | 337 | 722 | 58 | 19.4 | 3.6 | 0.15 | 22.7166 | 236.115 | 64.0376 | 0 |  | 337 | 316.097 | 63.0539 | 0.12824 | 226.168 | 58.8964 | 0.12824 | 211.112 | 56.3489 | 0 | 262.111 | 262.137 | 64897.8 | 32.7975 | 64018.9 | 61416.2 | 61023.1 | 61023.1 | 58210.3 | 58129.9 | 1439.05 | 0 | 0 | 47.5627 | 0 | 58082.3 | 935.144 | 56958.6 | 56673.7812
1073 | 1991-02-14 16:00 | 125 | 260 | 72 | 16.1 | 2.6 | 0.15 | 11.6722 | 246.162 | 75.4812 | 0 |  | 125 | 65.6247 | 77.423 | 0.047566 | 38.0616 | 72.2674 | 0.047566 | 31.7542 | 69.142 | 0 | 98.8783 | 98.7691 | 24452.9 | 21.3829 | 23043.6 | 23317.9 | 23193.2 | 23193.2 | 22868.5 | 22861.6 | 1554.67 | 0 | 0 | 11.18 | 0 | 22850.4 | 950 | 22114.6 | 22004.0625
1074 | 1991-02-14 17:00 | 7 | 19 | 6 | 15.6 | 2.1 | 0.15 | -0.20603 | 254.743 | 87.3849 | 0 |  | 7 | 0.52416 | 5.8113 | 0.0026637 | 0 | 5.4285 | 0 | 0 | 5.1937 | 0 | 5.0899 | 5.0885 | 1259.73 | 15.8784 | 517.069 | 516.089 | 510.637 | 510.637 | 503.488 | 503.484 | 1455.91 | 0 | 0 | 0.0049934 | 0 | 503.479 | 950 | 477.659 | 475.2708
1075 | 1991-02-14 18:00 | 0 | 0 | 0 | 16.7 | 0 | 0.15
1076 | 1991-02-14 19:00 | 0 | 0 | 0 | 16.7 | 0 | 0.15
1077 | 1991-02-14 20:00 | 0 | 0 | 0 | 17.2 | 1.5 | 0.15
1078 | 1991-02-14 21:00 | 0 | 0 | 0 | 15.6 | 3.6 | 0.15
1079 | 1991-02-14 22:00 | 0 | 0 | 0 | 15 | 3.1 | 0.15
1080 | 1991-02-14 23:00 | 0 | 0 | 0 | 15 | 2.6 | 0.15
1081 | 1991-02-15 | 0 | 0 | 0 | 15 | 2.1 | 0.15
1082 | 1991-02-15 01:00 | 0 | 0 | 0 | 15 | 2.1 | 0.15
1083 | 1991-02-15 02:00 | 0 | 0 | 0 | 15 | 2.1 | 0.15
1084 | 1991-02-15 03:00 | 0 | 0 | 0 | 15 | 2.1 | 0.15
1085 | 1991-02-15 04:00 | 0 | 0 | 0 | 14.4 | 1.5 | 0.15
1086 | 1991-02-15 05:00 | 0 | 0 | 0 | 14.4 | 1.5 | 0.15
1087 | 1991-02-15 06:00 | 7 | 10 | 7 | 14.4 | 1.5 | 0.15 | -1.2643 | 104.335 | 89.4172 | 0 |  | 7 | 0 | 6.8927 | 0.0026637 | 0 | 6.4466 | 0 | 0 | 6.1677 | 0 | 6.0443 | 6.0426 | 1495.93 | 14.7398 | 709.464 | 713.64 | 705.587 | 705.587 | 695.709 | 695.702 | 1468.55 | 0 | 0 | 0.009674 | 0 | 695.692 | 950 | 660.121 | 656.8207
1088 | 1991-02-15 07:00 | 98 | 48 | 89 | 16.1 | 2.6 | 0.15 | 10.7006 | 112.8 | 79.3753 | 0 |  | 98 | 8.9247 | 90.0595 | 0.037292 | 8.5666 | 84.2597 | 0.037292 | 6.6862 | 80.6139 | 0 | 85.5541 | 85.5089 | 21168.3 | 20.6737 | 19741.7 | 20060.2 | 19985.9 | 19985.9 | 19706.1 | 19700.9 | 1545.38 | 0 | 0 | 8.4269 | 0 | 19692.5 | 950 | 18976.6 | 18881.7578
1089 | 1991-02-15 08:00 | 239 | 113 | 197 | 19.4 | 2.6 | 0.15 | 21.8811 | 122.654 | 67.5573 | 0 |  | 239 | 42.9676 | 200.4 | 0.090947 | 40.8112 | 187.517 | 0.090947 | 37.5358 | 179.403 | 0 | 212.6 | 212.424 | 52587.7 | 30.7621 | 51399.4 | 50267.2 | 50133.8 | 50133.8 | 49431.9 | 49399.7 | 1560.87 | 0 | 0 | 53.5939 | 0 | 49346.1 | 950 | 48246.6 | 48005.3984
1090 | 1991-02-15 09:00 | 308 | 158 | 225 | 18.3 | 2.1 | 0.15 | 31.7498 | 134.792 | 56.9215 | 0 |  | 308 | 85.99 | 226.915 | 0.1172 | 75.6413 | 212.407 | 0.1172 | 72.5537 | 203.216 | 0 | 270.254 | 270.229 | 66895.9 | 33.0866 | 65923.8 | 63849.7 | 63656.5 | 63656.5 | 62765.3 | 62709.5 | 1513.85 | 0 | 0 | 84.2125 | 0 | 62625.3 | 950 | 61352.7 | 61045.9531
1091 | 1991-02-15 10:00 | 357 | 239 | 206 | 21.1 | 1.5 | 0.15 | 39.4796 | 150.121 | 48.3004 | 0 |  | 357 | 157.852 | 210.132 | 0.13585 | 131.092 | 196.679 | 0.13585 | 127.871 | 188.168 | 0 | 309.718 | 309.746 | 76675 | 38.518 | 75873.2 | 71800.2 | 71556.4 | 71556.4 | 70554.6 | 70474.2 | 1448.43 | 0 | 0 | 93.9741 | 0 | 70380.2 | 949.999 | 69054.2 | 68708.9609
1092 | 1991-02-15 11:00 | 209 | 0 | 209 | 18.3 | 5.2 | 0.15 | 43.9471 | 168.844 | 42.9509 | 0 |  | 209 | 0 | 208.272 | 0.079531 | 0 | 194.804 | 0.079531 | 0 | 186.375 | 0 | 182.648 | 182.558 | 45195 | 26.9752 | 43910.5 | 43576 | 43465.5 | 43465.5 | 42857 | 42833.4 | 1565.44 | 0 | 0 | 40.0508 | 0 | 42793.3 | 950 | 41827.3 | 41618.2031
1093 | 1991-02-15 12:00 | 210 | 0 | 210 | 17.2 | 5.2 | 0.15 | 44.1723 | 189.26 | 42.136 | 0 |  | 210 | 0 | 209.417 | 0.079911 | 0 | 195.864 | 0.079911 | 0 | 187.389 | 0 | 183.642 | 183.551 | 45440.6 | 25.9224 | 44159 | 43995.4 | 43879.5 | 43879.5 | 43265.2 | 43240.8 | 1564.01 | 0 | 0 | 40.7508 | 0 | 43200.1 | 950 | 42227.9 | 42016.7344
1094 | 1991-02-15 13:00 | 431 | 121 | 353 | 20 | 4.1 | 0.15 | 40.0973 | 208.27 | 46.0858 | 0 |  | 431 | 83.977 | 363.022 | 0.16401 | 81.4978 | 339.504 | 0.16401 | 79.6975 | 324.816 | 0 | 396.423 | 396.281 | 98105.9 | 39.7978 | 97655.8 | 92286.3 | 92015.8 | 92015.8 | 90727.5 | 90622.1 | 1567.38 | 0 | 0 | 178.349 | 0 | 90443.7 | 949.999 | 88945.8 | 88501.0391
1095 | 1991-02-15 14:00 | 322 | 133 | 250 | 20.6 | 3.6 | 0.15 | 32.6426 | 223.96 | 53.7582 | 0 |  | 322 | 78.8837 | 256.267 | 0.12253 | 65.9716 | 239.595 | 0.12253 | 63.6738 | 229.229 | 0 | 287.045 | 286.898 | 71030.7 | 35.263 | 70119.6 | 67398.9 | 67182.2 | 67182.2 | 66241.7 | 66182 | 1538.17 | 0 | 0 | 92.6205 | 0 | 66089.4 | 949.999 | 64769.7 | 64445.8789
1096 | 1991-02-15 15:00 | 247 | 185 | 175 | 19.4 | 3.6 | 0.15 | 22.9475 | 236.39 | 63.8174 | 0 |  | 247 | 81.433 | 180.002 | 0.093991 | 58.5918 | 168.237 | 0.093991 | 54.7476 | 160.959 | 0 | 211.393 | 211.349 | 52322.9 | 30.2018 | 51136.9 | 50079.9 | 49910.8 | 49910.8 | 49212.1 | 49174.9 | 1479.35 | 0 | 0 | 47.6859 | 0 | 49127.2 | 950 | 48023.2 | 47783.0508
1097 | 1991-02-15 16:00 | 79 | 24 | 74 | 18.3 | 4.1 | 0.15 | 11.8737 | 246.445 | 75.2933 | 0 |  | 79 | 6.1645 | 74.1823 | 0.030062 | 3.5774 | 69.3894 | 0.030062 | 2.9946 | 66.3871 | 0 | 67.9941 | 67.9578 | 16823.9 | 21.6951 | 15424.2 | 15614.5 | 15559.6 | 15559.6 | 15341.8 | 15338.7 | 1557.59 | 0 | 0 | 5.0836 | 0 | 15333.6 | 950 | 14724.7 | 14651.0322
1098 | 1991-02-15 17:00 | 10 | 3 | 9 | 16.1 | 3.1 | 0.15 | -0.0255 | 255.035 | 87.2534 | 0 |  | 10 | 0.55049 | 8.5618 | 0.0038053 | 0 | 7.991 | 0 | 0 | 7.6455 | 0 | 7.4925 | 7.4894 | 1854.11 | 16.4916 | 1016.22 | 1029.84 | 1021.23 | 1021.23 | 1006.93 | 1006.92 | 1509.78 | 0 | 0 | 0.02077 | 0 | 1006.9 | 950 | 955.647 | 950.8683
1099 | 1991-02-15 18:00 | 0 | 0 | 0 | 15.6 | 2.6 | 0.15
1100 | 1991-02-15 19:00 | 0 | 0 | 0 | 15.6 | 3.1 | 0.15
1101 | 1991-02-15 20:00 | 0 | 0 | 0 | 15.6 | 3.6 | 0.15
1102 | 1991-02-15 21:00 | 0 | 0 | 0 | 15.6 | 3.1 | 0.15
1103 | 1991-02-15 22:00 | 0 | 0 | 0 | 15.6 | 3.6 | 0.15
1104 | 1991-02-15 23:00 | 0 | 0 | 0 | 15.6 | 3.1 | 0.15
1105 | 1991-02-16 | 0 | 0 | 0 | 15.6 | 3.1 | 0.15
1106 | 1991-02-16 01:00 | 0 | 0 | 0 | 15.6 | 3.6 | 0.15
1107 | 1991-02-16 02:00 | 0 | 0 | 0 | 15 | 3.1 | 0.15
1108 | 1991-02-16 03:00 | 0 | 0 | 0 | 15 | 4.1 | 0.15
1109 | 1991-02-16 04:00 | 0 | 0 | 0 | 15.6 | 2.6 | 0.15
1110 | 1991-02-16 05:00 | 0 | 0 | 0 | 15.6 | 2.6 | 0.15
1111 | 1991-02-16 06:00 | 3 | 0 | 3 | 15.6 | 2.1 | 0.15 | -1.0639 | 104.054 | 89.3532 | 0 |  | 3 | 0 | 3.1213 | 0.0011416 | 0 | 2.9184 | 0 | 0 | 2.7921 | 0 | 2.7363 | 2.7355 | 677.195 | 15.7497 | 152.102 | 151.259 | 151.205 | 151.205 | 149.088 | 149.087 | 1412.17 | 0 | 0 | 0.00041655 | 0 | 149.087 | 950 | 141.4 | 140.6935
1112 | 1991-02-16 07:00 | 50 | 0 | 50 | 15.6 | 2.6 | 0.15 | 10.9201 | 112.529 | 79.1748 | 0 |  | 50 | 0 | 49.5629 | 0.019026 | 0 | 46.3615 | 0.019026 | 0 | 44.3556 | 0 | 43.4685 | 43.4461 | 10755.6 | 17.9238 | 9452.37 | 9702.67 | 9658.41 | 9658.41 | 9523.19 | 9522.01 | 1558.06 | 0 | 0 | 1.9745 | 0 | 9520.04 | 950 | 9098.19 | 9052.6982
1113 | 1991-02-16 08:00 | 111 | 0 | 111 | 15.6 | 2.6 | 0.15 | 22.1278 | 122.394 | 67.3289 | 0 |  | 111 | 0 | 110.212 | 0.042239 | 0 | 103.1 | 0.042239 | 0 | 98.6387 | 0 | 96.6659 | 96.6215 | 23919.8 | 20.7681 | 22487.3 | 22842 | 22767.1 | 22767.1 | 22448.4 | 22441.8 | 1561.09 | 0 | 0 | 11.0251 | 0 | 22430.8 | 950 | 21660.6 | 21552.3105
1114 | 1991-02-16 09:00 | 163 | 0 | 163 | 16.1 | 2.6 | 0.15 | 32.0307 | 134.555 | 56.6566 | 0 |  | 163 | 0 | 162.096 | 0.062026 | 0 | 151.63 | 0.062026 | 0 | 145.07 | 0 | 142.168 | 142.129 | 35186.3 | 23.7022 | 33802.6 | 33957 | 33859.5 | 33859.5 | 33385.5 | 33371.1 | 1560.92 | 0 | 0 | 24.2129 | 0 | 33346.9 | 950 | 32482.5 | 32320.0762
1115 | 1991-02-16 10:00 | 200 | 0 | 200 | 16.1 | 4.1 | 0.15 | 39.7972 | 149.944 | 47.9939 | 0 |  | 200 | 0 | 199.157 | 0.076106 | 0 | 186.29 | 0.076106 | 0 | 178.23 | 0 | 174.665 | 174.586 | 43221.3 | 24.8222 | 41914.4 | 41929.8 | 41815.4 | 41815.4 | 41229.9 | 41208.4 | 1573.35 | 0 | 0 | 37.3497 | 0 | 41171 | 950 | 40230.7 | 40029.4961
1116 | 1991-02-16 11:00 | 220 | 0 | 220 | 16.7 | 3.1 | 0.15 | 44.2901 | 168.782 | 42.6117 | 0 |  | 220 | 0 | 219.315 | 0.083717 | 0 | 205.134 | 0.083717 | 0 | 196.259 | 0 | 192.334 | 192.24 | 47591.2 | 26.7512 | 46335.7 | 46019.5 | 45898.7 | 45898.7 | 45256.2 | 45229.9 | 1572.27 | 0 | 0 | 44.7819 | 0 | 45185.1 | 950 | 44173.6 | 43952.7656
1117 | 1991-02-16 12:00 | 221 | 0 | 221 | 15.6 | 4.1 | 0.15 | 44.5127 | 189.346 | 41.7952 | 0 |  | 221 | 0 | 220.48 | 0.084097 | 0 | 206.212 | 0.084097 | 0 | 197.29 | 0 | 193.344 | 193.265 | 47845.3 | 25.2554 | 46592.9 | 46532.8 | 46397.8 | 46397.8 | 45748.2 | 45721.5 | 1578.69 | 0 | 0 | 46.3136 | 0 | 45675.2 | 950 | 44654.1 | 44430.8516
1118 | 1991-02-16 13:00 | 203 | 0 | 203 | 16.7 | 3.1 | 0.15 | 40.4071 | 208.472 | 45.7779 | 0 |  | 203 | 0 | 202.599 | 0.077248 | 0 | 189.477 | 0.077248 | 0 | 181.279 | 0 | 177.653 | 177.592 | 43965.4 | 25.9853 | 42666.9 | 42497.7 | 42386.2 | 42386.2 | 41792.8 | 41770.5 | 1569.53 | 0 | 0 | 38.243 | 0 | 41732.2 | 950 | 40782.8 | 40578.8359
1119 | 1991-02-16 14:00 | 292 | 179 | 195 | 17.2 | 4.1 | 0.15 | 32.9112 | 224.22 | 53.4965 | 0 |  | 292 | 106.159 | 199.248 | 0.11112 | 88.8031 | 186.293 | 0.11112 | 85.7562 | 178.233 | 0 | 258.71 | 258.713 | 64054.3 | 30.1251 | 63037.3 | 61762.7 | 61534.9 | 61534.9 | 60673.4 | 60621.4 | 1525.18 | 0 | 0 | 76.1502 | 0 | 60545.2 | 950 | 59273.5 | 58977.1016
1120 | 1991-02-16 15:00 | 117 | 0 | 117 | 16.7 | 4.1 | 0.15 | 23.1781 | 236.671 | 63.5977 | 0 |  | 117 | 0 | 116.732 | 0.044522 | 0 | 109.159 | 0.044522 | 0 | 104.436 | 0 | 102.347 | 102.319 | 25330.5 | 21.8118 | 23898.7 | 24181.2 | 24105.6 | 24105.6 | 23768.1 | 23760.9 | 1570.78 | 0 | 0 | 12.3267 | 0 | 23748.5 | 950 | 22957 | 22842.2344
1121 | 1991-02-16 16:00 | 110 | 82 | 93 | 16.1 | 3.1 | 0.15 | 12.0746 | 246.734 | 75.1062 | 0 |  | 110 | 20.8717 | 96.6843 | 0.041858 | 12.1189 | 90.308 | 0.041858 | 10.1778 | 86.4019 | 0 | 94.648 | 94.5795 | 23415.2 | 21.0451 | 21986.2 | 22306.6 | 22221.8 | 22221.8 | 21910.7 | 21904.6 | 1564.06 | 0 | 0 | 10.31 | 0 | 21894.3 | 950 | 21140.6 | 21034.9277
1122 | 1991-02-16 17:00 | 5 | 0 | 5 | 15.6 | 4.1 | 0.15 | 0.15443 | 255.331 | 87.1226 | 0 |  | 5 | 0 | 5.0145 | 0.0019027 | 0 | 4.6924 | 0.0019027 | 0 | 4.4893 | 0 | 4.3995 | 4.3982 | 1088.83 | 15.8197 | 390.589 | 388.735 | 385.618 | 385.618 | 380.22 | 380.217 | 1414.86 | 0 | 0 | 0.0027528 | 0 | 380.215 | 950 | 360.681 | 358.8779
1123 | 1991-02-16 18:00 | 0 | 0 | 0 | 15.6 | 3.1 | 0.15
1124 | 1991-02-16 19:00 | 0 | 0 | 0 | 15 | 3.1 | 0.15
1125 | 1991-02-16 20:00 | 0 | 0 | 0 | 15 | 2.6 | 0.15
1126 | 1991-02-16 21:00 | 0 | 0 | 0 | 14.4 | 4.1 | 0.15
1127 | 1991-02-16 22:00 | 0 | 0 | 0 | 13.9 | 4.1 | 0.15
1128 | 1991-02-16 23:00 | 0 | 0 | 0 | 13.9 | 4.1 | 0.15
1129 | 1991-02-17 | 0 | 0 | 0 | 14.4 | 2.6 | 0.15
1130 | 1991-02-17 01:00 | 0 | 0 | 0 | 14.4 | 3.1 | 0.15
1131 | 1991-02-17 02:00 | 0 | 0 | 0 | 14.4 | 4.6 | 0.15
1132 | 1991-02-17 03:00 | 0 | 0 | 0 | 13.9 | 3.1 | 0.15
1133 | 1991-02-17 04:00 | 0 | 0 | 0 | 12.8 | 0 | 0.15
1134 | 1991-02-17 05:00 | 0 | 0 | 0 | 12.8 | 2.1 | 0.15
1135 | 1991-02-17 06:00 | 6 | 5 | 6 | 13.3 | 2.6 | 0.15 | -0.85934 | 103.772 | 89.2877 | 0 |  | 6 | 0 | 5.9891 | 0.0022832 | 0 | 5.601 | 0 | 0 | 5.3587 | 0 | 5.2515 | 5.2494 | 1299.55 | 13.5808 | 548.833 | 548.181 | 542.107 | 542.107 | 534.518 | 534.513 | 1443.81 | 0 | 0 | 0.0056066 | 0 | 534.508 | 950 | 507.111 | 504.5757
1136 | 1991-02-17 07:00 | 89 | 118 | 66 | 13.9 | 2.6 | 0.15 | 11.1438 | 112.257 | 78.9702 | 0 |  | 89 | 22.7367 | 65.808 | 0.033867 | 21.8425 | 61.6493 | 0.033867 | 17.258 | 58.9811 | 0 | 74.7143 | 74.6446 | 18477.8 | 17.8926 | 17069.1 | 17518.5 | 17421.8 | 17421.8 | 17177.9 | 17173.7 | 1541.03 | 0 | 0 | 6.5109 | 0 | 17167.2 | 950 | 16514.4 | 16431.7988
1137 | 1991-02-17 08:00 | 262 | 44 | 245 | 15 | 3.1 | 0.15 | 22.3784 | 122.132 | 67.0965 | 0 |  | 262 | 17.3552 | 250.663 | 0.099699 | 16.5038 | 234.619 | 0.099699 | 15.2195 | 224.466 | 0 | 234.892 | 234.819 | 58132.3 | 27.2775 | 57020.8 | 56510.4 | 56364.3 | 56364.3 | 55575.2 | 55535.2 | 1570.1 | 0 | 0 | 67.8157 | 0 | 55467.4 | 950 | 54264.9 | 53993.6094
1138 | 1991-02-17 09:00 | 144 | 0 | 144 | 15 | 3.6 | 0.15 | 32.3157 | 134.317 | 56.3878 | 0 |  | 144 | 0 | 143.09 | 0.054796 | 0 | 133.844 | 0.054796 | 0 | 128.053 | 0 | 125.492 | 125.425 | 31050.6 | 21.4103 | 29638.8 | 30031.7 | 29940.3 | 29940.3 | 29521.2 | 29509.9 | 1560 | 0 | 0 | 19.0322 | 0 | 29490.9 | 950 | 28638.8 | 28495.6387
1139 | 1991-02-17 10:00 | 495 | 171 | 385 | 16.1 | 3.1 | 0.15 | 40.1187 | 149.767 | 47.6834 | 0 |  | 495 | 114.826 | 390.523 | 0.18836 | 96.1261 | 365.512 | 0.18836 | 93.8457 | 349.695 | 0 | 434.67 | 434.416 | 107542 | 38.8134 | 107259 | 101592 | 101282 | 101282 | 99864.2 | 99725.6 | 1520.24 | 0 | 0 | 206.646 | 0 | 99519 | 950 | 97868.2 | 97378.9141
1140 | 1991-02-17 11:00 | 359 | 75 | 306 | 16.7 | 3.6 | 0.15 | 44.6367 | 168.722 | 42.2687 | 0 |  | 359 | 55.7935 | 311.543 | 0.13661 | 49.7757 | 291.41 | 0.13661 | 48.9089 | 278.802 | 0 | 321.156 | 321.04 | 79480.3 | 33.108 | 78709.2 | 76290.1 | 76067 | 76067 | 75002.1 | 74927.3 | 1543.04 | 0 | 0 | 119.77 | 0 | 74807.5 | 949.999 | 73407.3 | 73040.2812
1141 | 1991-02-17 12:00 | 421 | 155 | 312 | 16.7 | 5.2 | 0.15 | 44.8559 | 189.438 | 41.4515 | 0 |  | 421 | 115.806 | 318.013 | 0.1602 | 110.436 | 297.473 | 0.1602 | 108.591 | 284.602 | 0 | 385.329 | 384.879 | 95280.2 | 34.9896 | 94781.9 | 91232.6 | 90952.2 | 90952.2 | 89678.4 | 89571.8 | 1548.14 | 0 | 0 | 168.779 | 0 | 89403.1 | 949.999 | 87912.4 | 87472.8594
1142 | 1991-02-17 13:00 | 338 | 114 | 264 | 16.7 | 5.2 | 0.15 | 40.7184 | 208.681 | 45.4686 | 0 |  | 338 | 79.5376 | 269.508 | 0.12862 | 77.2976 | 252.041 | 0.12862 | 75.651 | 241.136 | 0 | 310.452 | 310.316 | 76822.9 | 31.4463 | 76005.5 | 74167.9 | 73929.2 | 73929.2 | 72894.2 | 72826 | 1565.59 | 0 | 0 | 114.634 | 0 | 72711.4 | 949.999 | 71324.1 | 70967.5078
1143 | 1991-02-17 14:00 | 429 | 412 | 204 | 17.2 | 5.2 | 0.15 | 33.18 | 224.487 | 53.2347 | 0 |  | 429 | 245.98 | 213.418 | 0.16325 | 205.634 | 199.501 | 0.16325 | 198.684 | 190.871 | 0 | 381.764 | 381.712 | 94512.4 | 35.339 | 94013.8 | 90103.3 | 89711.5 | 89711.5 | 88455.5 | 88335.3 | 1492.9 | 0 | 0 | 154.644 | 0 | 88180.7 | 950 | 86713.8 | 86280.2109
1144 | 1991-02-17 15:00 | 163 | 39 | 148 | 16.7 | 3.1 | 0.15 | 23.4084 | 236.958 | 63.3787 | 0 |  | 163 | 16.908 | 149.645 | 0.062026 | 12.2499 | 139.947 | 0.062026 | 11.4686 | 133.892 | 0 | 142.454 | 142.404 | 35254.3 | 24.1456 | 33871.8 | 33969.9 | 33867.7 | 33867.7 | 33393.5 | 33379.4 | 1575.47 | 0 | 0 | 24.6917 | 0 | 33354.7 | 950 | 32497.8 | 32335.3418
1145 | 1991-02-17 16:00 | 112 | 223 | 64 | 15.6 | 5.2 | 0.15 | 12.2748 | 247.027 | 74.9201 | 0 |  | 112 | 58.6922 | 68.9062 | 0.042619 | 34.0966 | 64.3142 | 0.042619 | 28.7254 | 61.5329 | 0 | 88.4531 | 88.3333 | 21869.3 | 19.7976 | 20461.6 | 20834.6 | 20720.1 | 20720.1 | 20430 | 20424.5 | 1541.08 | 0 | 0 | 8.8197 | 0 | 20415.6 | 950 | 19716.2 | 19617.5723
1146 | 1991-02-17 17:00 | 11 | 5 | 11 | 14.4 | 5.2 | 0.15 | 0.33372 | 255.631 | 86.9925 | 0 |  | 11 | 0 | 10.6838 | 0.0041858 | 0 | 9.9818 | 0.0041858 | 0 | 9.55 | 0 | 9.359 | 9.3559 | 2316.18 | 14.8446 | 1425.76 | 1459.04 | 1449.71 | 1449.71 | 1429.41 | 1429.39 | 1512.98 | 0 | 0 | 0.042671 | 0 | 1429.34 | 950 | 1357.06 | 1350.2786
1147 | 1991-02-17 18:00 | 0 | 0 | 0 | 14.4 | 3.1 | 0.15
1148 | 1991-02-17 19:00 | 0 | 0 | 0 | 14.4 | 2.1 | 0.15
1149 | 1991-02-17 20:00 | 0 | 0 | 0 | 14.4 | 2.6 | 0.15
1150 | 1991-02-17 21:00 | 0 | 0 | 0 | 14.4 | 3.1 | 0.15
1151 | 1991-02-17 22:00 | 0 | 0 | 0 | 12.8 | 3.1 | 0.15
1152 | 1991-02-17 23:00 | 0 | 0 | 0 | 12.8 | 3.6 | 0.15
1153 | 1991-02-18 | 0 | 0 | 0 | 12.8 | 2.1 | 0.15
1154 | 1991-02-18 01:00 | 0 | 0 | 0 | 12.2 | 2.1 | 0.15
1155 | 1991-02-18 02:00 | 0 | 0 | 0 | 11.7 | 2.1 | 0.15
1156 | 1991-02-18 03:00 | 0 | 0 | 0 | 11.7 | 2.6 | 0.15
1157 | 1991-02-18 04:00 | 0 | 0 | 0 | 11.1 | 0 | 0.15
1158 | 1991-02-18 05:00 | 0 | 0 | 0 | 10.6 | 0 | 0.15
1159 | 1991-02-18 06:00 | 9 | 52 | 6 | 11.1 | 2.1 | 0.15 | -0.65055 | 103.489 | 89.2208 | 0 |  | 9 | 0.46874 | 4.8801 | 0.0034248 | 0 | 4.5721 | 0 | 0 | 4.3743 | 0 | 4.2868 | 4.285 | 1060.78 | 11.3345 | 373.078 | 370.469 | 367.778 | 367.778 | 362.629 | 362.627 | 1379.74 | 0 | 0 | 0.0025425 | 0 | 362.624 | 950 | 343.991 | 342.2714
1160 | 1991-02-18 07:00 | 139 | 466 | 47 | 12.8 | 0 | 0.15 | 11.3714 | 111.983 | 78.7617 | 0 |  | 139 | 90.8126 | 47.6576 | 0.052894 | 87.3709 | 44.7539 | 0.052894 | 69.4486 | 42.816 | 0 | 110.019 | 109.927 | 27209.8 | 19.4182 | 25811.7 | 26287.1 | 26041.1 | 26041.1 | 25676.5 | 25665.5 | 1474.97 | 0 | 0 | 14.8418 | 0 | 25650.7 | 950 | 24878.5 | 24754.0957
1161 | 1991-02-18 08:00 | 344 | 705 | 73 | 14.4 | 2.1 | 0.15 | 22.633 | 121.868 | 66.8604 | 0 |  | 344 | 276.377 | 75.2237 | 0.1309 | 262.976 | 70.5111 | 0.1309 | 242.831 | 67.459 | 0 | 304.084 | 303.896 | 75231.6 | 31.0288 | 74416.6 | 72506.4 | 72212.7 | 72212.7 | 71201.7 | 71125.8 | 1491.08 | 0 | 0 | 109.339 | 0 | 71016.4 | 949.999 | 69672.2 | 69323.8906
1162 | 1991-02-18 09:00 | 532 | 814 | 94 | 16.7 | 2.1 | 0.15 | 32.6045 | 134.078 | 56.1152 | 0 |  | 532 | 452.669 | 97.5777 | 0.20244 | 401.19 | 91.4088 | 0.20244 | 385.551 | 87.4526 | 0 | 463.543 | 463.185 | 114657 | 42.0448 | 114539 | 106257 | 105740 | 105740 | 102400 | 102229 | 1472.13 | 0 | 0 | -334.195 | 0 | 102563 | 950 | 100810 | 100306.4297
1163 | 1991-02-18 10:00 | 670 | 868 | 108 | 18.3 | 4.6 | 0.15 | 40.444 | 149.589 | 47.3692 | 0 |  | 670 | 586.237 | 112.804 | 0.25495 | 490.734 | 105.624 | 0.25495 | 479.306 | 101.053 | 0 | 568.752 | 568.334 | 140684 | 46.0548 | 140938 | 127799 | 127050 | 127050 | 121386 | 121107 | 1427.61 | 0 | 0 | -265.79 | 0 | 121373 | 944.931 | 119244 | 118647.9297
1164 | 1991-02-18 11:00 | 744 | 892 | 115 | 17.8 | 5.2 | 0.15 | 44.9869 | 168.666 | 41.9222 | 0 |  | 744 | 661.697 | 120.814 | 0.28311 | 590.311 | 113.076 | 0.28311 | 580.248 | 108.183 | 0 | 674.662 | 674.381 | 166972 | 49.8467 | 167504 | 150221 | 149385 | 149385 | 144918 | 144572 | 1446.65 | 0 | 0 | -1976.71 | 0 | 146548 | 950 | 144041 | 143321.1406
1165 | 1991-02-18 12:00 | 747 | 893 | 115 | 17.8 | 6.2 | 0.15 | 45.2017 | 189.536 | 41.1052 | 0 |  | 747 | 670.978 | 121.489 | 0.28426 | 639.858 | 113.659 | 0.28426 | 629.396 | 108.741 | 0 | 723.375 | 722.382 | 178827 | 50.6008 | 179514 | 161705 | 161028 | 161028 | 158773 | 158395 | 1491.64 | 0 | 0 | 470.652 | 0 | 157925 | 950 | 155203 | 154426.9688
1166 | 1991-02-18 13:00 | 681 | 873 | 109 | 17.8 | 8.2 | 0.15 | 41.0309 | 208.897 | 45.1582 | 0 |  | 681 | 614.295 | 115.752 | 0.25914 | 596.99 | 108.244 | 0.25914 | 584.505 | 103.561 | 0 | 674.305 | 673.872 | 166826 | 45.7367 | 167432 | 154298 | 153333 | 153333 | 151186 | 150853 | 1504.55 | 0 | 0 | 444.899 | 0 | 150408 | 950 | 147834 | 147094.875
1167 | 1991-02-18 14:00 | 549 | 824 | 96 | 17.8 | 8.2 | 0.15 | 33.4491 | 224.76 | 52.973 | 0 |  | 549 | 494.713 | 102.509 | 0.20891 | 413.786 | 95.8147 | 0.20891 | 400.009 | 91.6697 | 0 | 481.845 | 481.592 | 119254 | 37.7654 | 119214 | 112508 | 111840 | 111840 | 110274 | 110035 | 1421.21 | 0 | 0 | 201.686 | 0 | 109834 | 950 | 107997 | 107457.0547
1168 | 1991-02-18 15:00 | 365 | 723 | 76 | 17.8 | 8.8 | 0.15 | 23.6382 | 237.25 | 63.1605 | 0 |  | 365 | 325.221 | 81.7457 | 0.13889 | 236.598 | 76.3641 | 0.13889 | 221.718 | 73.061 | 0 | 288.883 | 288.8 | 71498 | 29.4503 | 70697 | 68908.2 | 68418.7 | 68418.7 | 65645.7 | 65546.1 | 1412.66 | 0 | 0 | 53.7377 | 0 | 65492.3 | 940.678 | 64293.9 | 63972.4336
1169 | 1991-02-18 16:00 | 158 | 503 | 50 | 17.2 | 6.2 | 0.15 | 12.4744 | 247.326 | 74.735 | 0 |  | 158 | 131.534 | 55.0162 | 0.060124 | 76.4517 | 51.3283 | 0.060124 | 64.6039 | 49.1087 | 0 | 111.438 | 111.307 | 27558 | 22.254 | 26209.8 | 26360.8 | 26154.8 | 26154.8 | 25788.6 | 25778.6 | 1530.96 | 0 | 0 | 14.9283 | 0 | 25763.7 | 950 | 25057.7 | 24932.3926
1170 | 1991-02-18 17:00 | 14 | 77 | 9 | 16.7 | 3.1 | 0.15 | 0.51233 | 255.936 | 86.8632 | 0 |  | 14 | 3.1429 | 8.33 | 0.0053274 | 1.463 | 7.7528 | 0.0053274 | 0.4675 | 7.4178 | 0 | 7.7276 | 7.7225 | 1912 | 17.1038 | 1069.59 | 1084.13 | 1072.88 | 1072.88 | 1057.86 | 1057.84 | 1415.4 | 0 | 0 | 0.018358 | 0 | 1057.82 | 950 | 1004.04 | 999.0181
1171 | 1991-02-18 18:00 | 0 | 0 | 0 | 16.1 | 3.6 | 0.15
1172 | 1991-02-18 19:00 | 0 | 0 | 0 | 15.6 | 2.1 | 0.15
1173 | 1991-02-18 20:00 | 0 | 0 | 0 | 15 | 2.1 | 0.15
1174 | 1991-02-18 21:00 | 0 | 0 | 0 | 14.4 | 1.5 | 0.15
1175 | 1991-02-18 22:00 | 0 | 0 | 0 | 13.9 | 2.1 | 0.15
1176 | 1991-02-18 23:00 | 0 | 0 | 0 | 11.7 | 2.6 | 0.15
1177 | 1991-02-19 | 0 | 0 | 0 | 11.1 | 0 | 0.15
1178 | 1991-02-19 01:00 | 0 | 0 | 0 | 11.7 | 1.5 | 0.15
1179 | 1991-02-19 02:00 | 0 | 0 | 0 | 10.6 | 0 | 0.15
1180 | 1991-02-19 03:00 | 0 | 0 | 0 | 10 | 2.1 | 0.15
1181 | 1991-02-19 04:00 | 0 | 0 | 0 | 10 | 1.5 | 0.15
1182 | 1991-02-19 05:00 | 0 | 0 | 0 | 8.3 | 1.5 | 0.15
1183 | 1991-02-19 06:00 | 12 | 108 | 6 | 9.4 | 1.5 | 0.15 | -0.43767 | 103.205 | 89.1525 | 0 |  | 12 | 1.0196 | 4.7432 | 0.0045664 | 0 | 4.4465 | 0 | 0 | 4.254 | 0 | 4.1689 | 4.1671 | 1031.61 | 9.6343 | 354.625 | 351.84 | 349.543 | 349.543 | 344.649 | 344.647 | 1392.7 | 0 | 0 | 0.0023863 | 0 | 344.645 | 950 | 326.932 | 325.2976
1184 | 1991-02-19 07:00 | 155 | 584 | 38 | 13.9 | 0 | 0.15 | 11.6029 | 111.708 | 78.5495 | 0 |  | 155 | 115.326 | 38.7343 | 0.058982 | 111.003 | 36.3692 | 0.058982 | 88.7427 | 34.7943 | 0 | 121.066 | 120.95 | 29937.5 | 21.1818 | 28556.6 | 28879.4 | 28576.3 | 28576.3 | 28176.2 | 28162.9 | 1474.16 | 0 | 0 | 18.0653 | 0 | 28144.8 | 950 | 27352.8 | 27216.0566
1185 | 1991-02-19 08:00 | 361 | 777 | 59 | 16.1 | 1.5 | 0.15 | 22.8913 | 121.604 | 66.6207 | 0 |  | 361 | 307.681 | 60.9795 | 0.13737 | 292.936 | 57.1708 | 0.13737 | 270.85 | 54.696 | 0 | 319.035 | 318.781 | 78914.9 | 34.0261 | 78166.2 | 75254.5 | 74897.6 | 74897.6 | 73848.7 | 73766.1 | 1487.51 | 0 | 0 | 117.037 | 0 | 73649.1 | 949.999 | 72290.9 | 71929.4062
1186 | 1991-02-19 09:00 | 506 | 752 | 98 | 18.3 | 2.6 | 0.15 | 32.897 | 133.838 | 55.8391 | 0 |  | 506 | 421.327 | 101.625 | 0.19255 | 374.406 | 95.1969 | 0.19255 | 360.038 | 91.0768 | 0 | 442.092 | 441.94 | 109398 | 41.9385 | 109190 | 101459 | 100994 | 100994 | 98105.9 | 97949.1 | 1466.17 | 0 | 0 | -355.223 | 0 | 98304.4 | 949.999 | 96637.2 | 96153.9922
1187 | 1991-02-19 10:00 | 627 | 786 | 115 | 21.7 | 3.6 | 0.15 | 40.773 | 149.412 | 47.0514 | 0 |  | 627 | 533.702 | 119.937 | 0.23859 | 446.728 | 112.3 | 0.23859 | 436.518 | 107.44 | 0 | 533.079 | 532.84 | 131898 | 48.9328 | 132042 | 118428 | 117769 | 117769 | 113025 | 112788 | 1430.85 | 0 | 0 | -238.986 | 0 | 113027 | 946.02 | 111068 | 110512.2109
1188 | 1991-02-19 11:00 | 750 | 910 | 104 | 21.7 | 4.6 | 0.15 | 45.3405 | 168.612 | 41.5721 | 0 |  | 750 | 679.115 | 108.167 | 0.2854 | 605.834 | 101.221 | 0.2854 | 595.725 | 96.8409 | 0 | 678.715 | 678.152 | 167903 | 54.8178 | 168444 | 147762 | 146934 | 146934 | 142227 | 141896 | 1455.58 | 0 | 0 | -2260.2 | 0 | 144156 | 950 | 141697 | 140988.2031
1189 | 1991-02-19 12:00 | 771 | 956 | 89 | 21.1 | 5.7 | 0.15 | 45.55 | 189.64 | 40.7563 | 0 |  | 771 | 723.542 | 93.1424 | 0.29339 | 689.978 | 87.1323 | 0.29339 | 678.939 | 83.3623 | 0 | 747.055 | 745.999 | 184672 | 55.7527 | 185395 | 163285 | 162593 | 162593 | 160315 | 159937 | 1506.69 | 0 | 0 | 483.023 | 0 | 159454 | 950 | 156698 | 155914.8594
1190 | 1991-02-19 13:00 | 703 | 938 | 85 | 21.7 | 5.2 | 0.15 | 41.3447 | 209.121 | 44.8468 | 0 |  | 703 | 663.151 | 89.4108 | 0.26751 | 644.464 | 83.6129 | 0.26751 | 631.234 | 79.9954 | 0 | 697.005 | 696.52 | 172438 | 54.7988 | 173098 | 153527 | 152533 | 152533 | 150398 | 150065 | 1500.91 | 0 | 0 | 435.072 | 0 | 149630 | 950 | 147074 | 146338.6875
1191 | 1991-02-19 14:00 | 570 | 895 | 75 | 21.1 | 5.7 | 0.15 | 33.7182 | 225.04 | 52.7115 | 0 |  | 570 | 540.009 | 79.4116 | 0.2169 | 452.565 | 74.2344 | 0.2169 | 437.723 | 71.0229 | 0 | 498.571 | 497.982 | 123310 | 44.2319 | 123349 | 113114 | 112518 | 112518 | 110942 | 110704 | 1425.16 | 0 | 0 | 210.721 | 0 | 110494 | 950 | 108637 | 108094.1719
1192 | 1991-02-19 15:00 | 385 | 808 | 59 | 20.6 | 3.6 | 0.15 | 23.8675 | 237.548 | 62.943 | 0 |  | 385 | 366.259 | 63.075 | 0.1465 | 267.365 | 58.9339 | 0.1465 | 250.782 | 56.3846 | 0 | 301.023 | 301.264 | 74583.2 | 35.9972 | 73866.5 | 69858.6 | 69329.8 | 69329.8 | 65993.6 | 65890.9 | 1424.94 | 0 | 0 | 64.579 | 6.6196 | 65819.7 | 937.073 | 64647.1 | 64323.8398
1193 | 1991-02-19 16:00 | 174 | 612 | 39 | 18.3 | 3.6 | 0.15 | 12.6733 | 247.629 | 74.5509 | 0 |  | 174 | 163.783 | 43.0996 | 0.066212 | 95.3753 | 40.2114 | 0.066212 | 80.8222 | 38.4725 | 0 | 116.909 | 116.671 | 28885.9 | 24.2629 | 27583.1 | 27461.6 | 27200.4 | 27200.4 | 26819.6 | 26808.1 | 1527.93 | 0 | 0 | 16.822 | 0 | 26791.3 | 950 | 26089.6 | 25959.1699
1194 | 1991-02-19 17:00 | 17 | 144 | 9 | 16.7 | 2.6 | 0.15 | 0.69025 | 256.245 | 86.7346 | 0 |  | 17 | 5.2343 | 8.3695 | 0.006469 | 2.451 | 7.7848 | 0.006469 | 0.82828 | 7.4485 | 0 | 8.1112 | 8.1057 | 2006.99 | 17.1336 | 1155.94 | 1173.27 | 1160.61 | 1160.61 | 1144.36 | 1144.33 | 1363.45 | 0 | 0 | 0.01917 | 0 | 1144.31 | 946.435 | 1086.42 | 1080.9858
1195 | 1991-02-19 18:00 | 0 | 0 | 0 | 15.6 | 2.6 | 0.15
1196 | 1991-02-19 19:00 | 0 | 0 | 0 | 14.4 | 2.1 | 0.15
1197 | 1991-02-19 20:00 | 0 | 0 | 0 | 16.1 | 1.5 | 0.15
1198 | 1991-02-19 21:00 | 0 | 0 | 0 | 14.4 | 2.6 | 0.15
1199 | 1991-02-19 22:00 | 0 | 0 | 0 | 15 | 1.5 | 0.15
1200 | 1991-02-19 23:00 | 0 | 0 | 0 | 12.8 | 2.1 | 0.15
1201 | 1991-02-20 | 0 | 0 | 0 | 12.8 | 0 | 0.15
1202 | 1991-02-20 01:00 | 0 | 0 | 0 | 11.1 | 2.1 | 0.15
1203 | 1991-02-20 02:00 | 0 | 0 | 0 | 12.2 | 0 | 0.15
1204 | 1991-02-20 03:00 | 0 | 0 | 0 | 11.1 | 3.1 | 0.15
1205 | 1991-02-20 04:00 | 0 | 0 | 0 | 11.1 | 0 | 0.15
1206 | 1991-02-20 05:00 | 0 | 0 | 0 | 11.1 | 0 | 0.15
1207 | 1991-02-20 06:00 | 11 | 64 | 7 | 11.7 | 0 | 0.15 | -0.2208 | 102.92 | 89.0828 | 0 |  | 11 | 0.73562 | 5.7779 | 0.0041858 | 0 | 5.4148 | 0 | 0 | 5.1804 | 0 | 5.0768 | 5.0751 | 1256.37 | 12.0055 | 517.567 | 516.743 | 511.277 | 511.277 | 504.119 | 504.115 | 1371.65 | 0 | 0 | 0.0049401 | 0 | 504.11 | 950 | 478.265 | 475.8736
1208 | 1991-02-20 07:00 | 149 | 493 | 48 | 13.3 | 0 | 0.15 | 11.8382 | 111.432 | 78.3336 | 0 |  | 149 | 99.419 | 48.6268 | 0.056699 | 95.6984 | 45.6599 | 0.056699 | 76.9406 | 43.6828 | 0 | 118.211 | 118.044 | 29219.4 | 20.4068 | 27828 | 28234.6 | 27970.4 | 27970.4 | 27578.8 | 27566.5 | 1488.27 | 0 | 0 | 17.2549 | 0 | 27549.2 | 950 | 26760.2 | 26626.4004
1209 | 1991-02-20 08:00 | 359 | 726 | 74 | 17.8 | 2.6 | 0.15 | 23.1532 | 121.338 | 66.3775 | 0 |  | 359 | 290.071 | 76.196 | 0.13661 | 276.397 | 71.4205 | 0.13661 | 255.889 | 68.329 | 0 | 317.733 | 317.347 | 78561 | 34.7742 | 77800.7 | 74728.5 | 74437.8 | 74437.8 | 73395.7 | 73314.9 | 1493.24 | 0 | 0 | 115.834 | 0 | 73199.1 | 949.999 | 71842.1 | 71482.9375
1210 | 1991-02-20 09:00 | 549 | 832 | 95 | 20.6 | 2.6 | 0.15 | 33.193 | 133.597 | 55.5596 | 0 |  | 549 | 468.457 | 98.5457 | 0.20891 | 417.291 | 92.3142 | 0.20891 | 401.53 | 88.3188 | 0 | 480.052 | 480.074 | 118837 | 46.2782 | 118786 | 108353 | 107842 | 107842 | 104517 | 104341 | 1469.67 | 0 | 0 | -392.631 | 0 | 104733 | 949.999 | 102944 | 102429.125
1211 | 1991-02-20 10:00 | 688 | 884 | 108 | 21.7 | 3.6 | 0.15 | 41.1057 | 149.234 | 46.73 | 0 |  | 688 | 604.159 | 112.747 | 0.26181 | 506.216 | 105.57 | 0.26181 | 494.862 | 101.002 | 0 | 583.947 | 584.509 | 144689 | 51.5735 | 144986 | 128254 | 127424 | 127424 | 121649 | 121366 | 1416.17 | 0 | 0 | -308.932 | 0 | 121675 | 944.813 | 119541 | 118943.3828
1212 | 1991-02-20 11:00 | 762 | 907 | 115 | 22.8 | 3.6 | 0.15 | 45.6975 | 168.56 | 41.2186 | 0 |  | 762 | 679.703 | 119.401 | 0.28996 | 606.342 | 111.732 | 0.28996 | 596.443 | 106.897 | 0 | 689.273 | 688.114 | 170371 | 57.9686 | 170927 | 147809 | 146983 | 146983 | 142572 | 142239 | 1456.97 | 0 | 0 | -1960.98 | 0 | 144200 | 950 | 141743 | 141034.6562
1213 | 1991-02-20 12:00 | 751 | 877 | 123 | 22.8 | 4.1 | 0.15 | 45.9007 | 189.749 | 40.4049 | 0 |  | 751 | 665.777 | 129.683 | 0.28578 | 635.824 | 121.323 | 0.28578 | 625.87 | 116.073 | 0 | 727.105 | 726.022 | 179728 | 59.0714 | 180422 | 156689 | 156246 | 156246 | 154058 | 153712 | 1506.02 | 0 | 0 | 450.383 | 0 | 153261 | 950 | 150643 | 149890.1406
1214 | 1991-02-20 13:00 | 621 | 731 | 137 | 21.7 | 5.7 | 0.15 | 41.6594 | 209.352 | 44.5344 | 0 |  | 621 | 518.936 | 145.406 | 0.23631 | 505.503 | 135.971 | 0.23631 | 495.315 | 130.089 | 0 | 612.895 | 612.506 | 151637 | 50.1517 | 152064 | 137681 | 137028 | 137028 | 135110 | 134851 | 1521.74 | 0 | 0 | 360.489 | 0 | 134490 | 950 | 132240 | 131578.7344
1215 | 1991-02-20 14:00 | 468 | 553 | 159 | 22.2 | 5.2 | 0.15 | 33.9874 | 225.326 | 52.4503 | 0 |  | 468 | 336.744 | 166.949 | 0.17809 | 282.443 | 156.057 | 0.17809 | 273.318 | 149.306 | 0 | 414.172 | 413.824 | 102467 | 41.865 | 102119 | 95169.8 | 94783.2 | 94783.3 | 93455.3 | 93313.3 | 1474.63 | 0 | 0 | 166.888 | 0 | 93146.4 | 950 | 91599.1 | 91141.1562
1216 | 1991-02-20 15:00 | 340 | 539 | 120 | 22.8 | 5.2 | 0.15 | 24.0962 | 237.851 | 62.7265 | 0 |  | 340 | 246.77 | 126.691 | 0.12938 | 180.012 | 118.366 | 0.12938 | 168.993 | 113.246 | 0 | 276.594 | 276.468 | 68443.3 | 35.9378 | 67541.4 | 64375.1 | 64035.3 | 64035.3 | 62577.9 | 62492.7 | 1403.11 | 0 | 0 | -49.3001 | 0 | 62542 | 948.775 | 61297.9 | 60991.3945
1217 | 1991-02-20 16:00 | 156 | 418 | 62 | 20.6 | 4.1 | 0.15 | 12.8713 | 247.936 | 74.3679 | 0 |  | 156 | 113.613 | 67.3558 | 0.059363 | 66.3699 | 62.8576 | 0.059363 | 56.4085 | 60.1393 | 0 | 114.217 | 114.125 | 28255.4 | 26.3016 | 26886.8 | 26655.1 | 26424.4 | 26424.4 | 26054.5 | 26044.8 | 1535.48 | 0 | 0 | 14.8141 | 0 | 26030 | 950 | 25303.3 | 25176.7461
1218 | 1991-02-20 17:00 | 15 | 69 | 11 | 18.3 | 3.1 | 0.15 | 0.86743 | 256.558 | 86.598 | 0 |  | 15 | 2.7265 | 10.508 | 0.0057079 | 1.2848 | 9.7963 | 0.0057079 | 0.46391 | 9.3728 | 0 | 9.6399 | 9.6394 | 2386.56 | 18.804 | 1490.28 | 1512.59 | 1501.3 | 1501.3 | 1480.28 | 1480.25 | 1476.05 | 0 | 0 | 0.04168 | 0 | 1480.21 | 950 | 1405.42 | 1398.3942
1219 | 1991-02-20 18:00 | 0 | 0 | 0 | 17.8 | 3.1 | 0.15
1220 | 1991-02-20 19:00 | 0 | 0 | 0 | 16.7 | 2.6 | 0.15
1221 | 1991-02-20 20:00 | 0 | 0 | 0 | 15 | 2.1 | 0.15
1222 | 1991-02-20 21:00 | 0 | 0 | 0 | 15 | 2.1 | 0.15
1223 | 1991-02-20 22:00 | 0 | 0 | 0 | 14.4 | 2.6 | 0.15
1224 | 1991-02-20 23:00 | 0 | 0 | 0 | 13.3 | 2.6 | 0.15
1225 | 1991-02-21 | 0 | 0 | 0 | 12.2 | 2.1 | 0.15
1226 | 1991-02-21 01:00 | 0 | 0 | 0 | 11.7 | 2.1 | 0.15
1227 | 1991-02-21 02:00 | 0 | 0 | 0 | 12.2 | 0 | 0.15
1228 | 1991-02-21 03:00 | 0 | 0 | 0 | 12.8 | 3.1 | 0.15
1229 | 1991-02-21 04:00 | 0 | 0 | 0 | 11.7 | 0 | 0.15
1230 | 1991-02-21 05:00 | 0 | 0 | 0 | 11.7 | 2.6 | 0.15
1231 | 1991-02-21 06:00 | 15 | 63 | 11 | 13.3 | 1.5 | 0.15 | -6.476e-05 | 102.634 | 88.998 | 0 |  | 15 | 0.80357 | 9.5999 | 0.0057079 | 0 | 8.9919 | 0 | 0 | 8.6027 | 0 | 8.4307 | 8.4273 | 2086.28 | 13.7739 | 1221.53 | 1248.59 | 1239.34 | 1239.34 | 1221.99 | 1221.97 | 1477.87 | 0 | 0 | 0.031512 | 0 | 1221.94 | 950 | 1159.97 | 1154.171
1232 | 1991-02-21 07:00 | 152 | 463 | 54 | 14.4 | 0 | 0.15 | 12.0771 | 111.155 | 78.1141 | 0 |  | 152 | 96.3392 | 54.6279 | 0.057841 | 92.7577 | 51.2804 | 0.057841 | 74.9865 | 49.06 | 0 | 121.566 | 121.446 | 30061.5 | 21.7117 | 28670.9 | 28957.4 | 28696.9 | 28696.9 | 28295.2 | 28282.4 | 1491.43 | 0 | 0 | 18.0587 | 0 | 28264.4 | 950 | 27465.1 | 27327.7695
1233 | 1991-02-21 08:00 | 346 | 734 | 54 | 17.2 | 2.1 | 0.15 | 23.4186 | 121.071 | 66.1309 | 0 |  | 346 | 296.904 | 55.8357 | 0.13166 | 283.14 | 52.3508 | 0.13166 | 262.468 | 50.0846 | 0 | 306.301 | 306.153 | 75788.9 | 33.9523 | 74988.1 | 72237.3 | 71944.6 | 71944.6 | 70937.3 | 70861.5 | 1495.22 | 0 | 0 | 109.322 | 0 | 70752.2 | 949.999 | 69410 | 69062.9141
1234 | 1991-02-21 09:00 | 525 | 815 | 76 | 20 | 2.1 | 0.15 | 33.4926 | 133.354 | 55.2767 | 0 |  | 525 | 462.933 | 78.6303 | 0.19978 | 413.363 | 73.6322 | 0.19978 | 398 | 70.4456 | 0 | 459.077 | 458.846 | 113579 | 45.1075 | 113451 | 103983 | 103549 | 103549 | 100031 | 99866.3 | 1468.3 | 0 | 0 | -436.138 | 0 | 100302 | 950 | 98599.1 | 98106.1328
1235 | 1991-02-21 10:00 | 664 | 847 | 104 | 19.4 | 5.2 | 0.15 | 41.4418 | 149.057 | 46.4052 | 0 |  | 664 | 582.917 | 108.619 | 0.25267 | 491.819 | 101.705 | 0.25267 | 480.986 | 97.3038 | 0 | 566.724 | 567.144 | 140394 | 46.3508 | 140649 | 127512 | 126944 | 126944 | 121829 | 121548 | 1416.44 | 0 | 0 | -717.118 | 0 | 122265 | 947.116 | 120120 | 119519.8125
1236 | 1991-02-21 11:00 | 741 | 902 | 93 | 19.4 | 5.2 | 0.15 | 46.0577 | 168.511 | 40.8618 | 0 |  | 741 | 680.292 | 96.8106 | 0.28197 | 609.675 | 90.5931 | 0.28197 | 599.935 | 86.673 | 0 | 672.876 | 671.551 | 166263 | 51.3123 | 166803 | 148662 | 147611 | 147611 | 143166 | 142832 | 1462.35 | 0 | 0 | -1985.27 | 0 | 144818 | 950 | 142345 | 141633.0625
1237 | 1991-02-21 12:00 | 776 | 953 | 89 | 17.2 | 5.7 | 0.15 | 46.2536 | 189.865 | 40.0511 | 0 |  | 776 | 727.809 | 93.0862 | 0.29529 | 695.06 | 87.0791 | 0.29529 | 684.416 | 83.3114 | 0 | 752.373 | 751.312 | 185988 | 52.0994 | 186718 | 167047 | 166555 | 166555 | 164223 | 163822 | 1493.17 | 0 | 0 | 502.195 | 0 | 163319 | 950 | 160478 | 159675.7344
1238 | 1991-02-21 13:00 | 707 | 924 | 91 | 17.8 | 4.6 | 0.15 | 41.9751 | 209.589 | 44.2212 | 0 |  | 707 | 659.928 | 95.5789 | 0.26904 | 643.453 | 89.3805 | 0.26904 | 630.724 | 85.5135 | 0 | 701.913 | 701.664 | 173707 | 52.066 | 174377 | 156513 | 155754 | 155754 | 153573 | 153230 | 1512.24 | 0 | 0 | 453.948 | 0 | 152776 | 950 | 150169 | 149418.0781
1239 | 1991-02-21 14:00 | 540 | 834 | 72 | 17.8 | 6.2 | 0.15 | 34.2564 | 225.619 | 52.1894 | 0 |  | 540 | 509.49 | 76.2244 | 0.20549 | 427.061 | 71.2544 | 0.20549 | 413.468 | 68.1719 | 0 | 472.007 | 471.317 | 116708 | 39.2008 | 116647 | 109281 | 108617 | 108617 | 107097 | 106871 | 1410.33 | 0 | 0 | 191.48 | 0 | 106679 | 950 | 104889 | 104364.8828
1240 | 1991-02-21 15:00 | 364 | 690 | 81 | 17.8 | 5.7 | 0.15 | 24.3242 | 238.16 | 62.5109 | 0 |  | 364 | 316.93 | 87.3169 | 0.13851 | 231.98 | 81.5569 | 0.13851 | 217.972 | 78.0293 | 0 | 290.082 | 290.173 | 71835 | 31.2789 | 71030.9 | 68710.1 | 68282.4 | 68282.4 | 65684.6 | 65585.8 | 1408.2 | 0 | 0 | 50.4246 | 0 | 65535.4 | 942.492 | 64317.3 | 63995.6992
1241 | 1991-02-21 16:00 | 181 | 463 | 76 | 17.8 | 4.1 | 0.15 | 13.0686 | 248.248 | 74.186 | 0 |  | 181 | 126.442 | 81.2477 | 0.068876 | 73.897 | 75.8411 | 0.068876 | 62.9779 | 72.5611 | 0 | 132.828 | 132.73 | 32862.4 | 24.4311 | 31515.5 | 31451.4 | 31191.1 | 31191.1 | 30754.4 | 30740.7 | 1518.25 | 0 | 0 | 20.2114 | 0 | 30720.5 | 950 | 29915.2 | 29765.6445
1242 | 1991-02-21 17:00 | 12 | 46 | 9 | 15.6 | 3.1 | 0.15 | 1.0438 | 256.875 | 86.4606 | 0 |  | 12 | 2.1273 | 8.6627 | 0.0045664 | 1.0074 | 8.0773 | 0.0045664 | 0.38294 | 7.7281 | 0 | 7.9488 | 7.9472 | 1967.57 | 16.0155 | 1117.16 | 1135.2 | 1124.25 | 1124.25 | 1108.51 | 1108.49 | 1465.37 | 0 | 0 | 0.022868 | 0 | 1108.47 | 950 | 1052.15 | 1046.8843
1243 | 1991-02-21 18:00 | 0 | 0 | 0 | 15 | 2.6 | 0.15
1244 | 1991-02-21 19:00 | 0 | 0 | 0 | 14.4 | 3.1 | 0.15
1245 | 1991-02-21 20:00 | 0 | 0 | 0 | 14.4 | 2.6 | 0.15
1246 | 1991-02-21 21:00 | 0 | 0 | 0 | 13.9 | 0 | 0.15
1247 | 1991-02-21 22:00 | 0 | 0 | 0 | 12.8 | 2.6 | 0.15
1248 | 1991-02-21 23:00 | 0 | 0 | 0 | 12.2 | 3.1 | 0.15
1249 | 1991-02-22 | 0 | 0 | 0 | 12.2 | 3.1 | 0.15
1250 | 1991-02-22 01:00 | 0 | 0 | 0 | 12.2 | 3.1 | 0.15
1251 | 1991-02-22 02:00 | 0 | 0 | 0 | 11.1 | 3.6 | 0.15
1252 | 1991-02-22 03:00 | 0 | 0 | 0 | 11.7 | 3.1 | 0.15
1253 | 1991-02-22 04:00 | 0 | 0 | 0 | 12.2 | 4.6 | 0.15
1254 | 1991-02-22 05:00 | 0 | 0 | 0 | 12.2 | 2.6 | 0.15
1255 | 1991-02-22 06:00 | 4 | 0 | 4 | 12.2 | 3.1 | 0.15 | 0.22443 | 102.347 | 88.9117 | 0 |  | 4 | 0 | 4.1047 | 0.0015221 | 0 | 3.8373 | 0.0015221 | 0 | 3.6713 | 0 | 3.5979 | 3.5965 | 890.365 | 12.388 | 261.841 | 259.878 | 259.306 | 259.306 | 255.675 | 255.674 | 1427.22 | 0 | 0 | 0.0012385 | 0 | 255.673 | 950 | 242.513 | 241.3001
1256 | 1991-02-22 07:00 | 39 | 39 | 30 | 11.7 | 3.1 | 0.15 | 12.3196 | 110.877 | 77.8912 | 0 |  | 39 | 8.8363 | 29.9397 | 0.014841 | 8.5068 | 28.0242 | 0.014841 | 6.9141 | 26.8115 | 0 | 33.0511 | 33.0296 | 8176.62 | 13.4269 | 6950.19 | 7245.51 | 7199.38 | 7199.38 | 7098.59 | 7097.88 | 1534.66 | 0 | 0 | 1.1048 | 0 | 7096.78 | 950 | 6769.82 | 6735.9722
1257 | 1991-02-22 08:00 | 279 | 413 | 114 | 14.4 | 2.1 | 0.15 | 23.6874 | 120.803 | 65.881 | 0 |  | 279 | 167.609 | 115.869 | 0.10617 | 159.935 | 108.575 | 0.10617 | 148.447 | 103.876 | 0 | 247.276 | 247.107 | 61172.1 | 27.9214 | 60119.8 | 59354 | 59157.4 | 59157.4 | 58329.1 | 58280.2 | 1515.27 | 0 | 0 | 74.1796 | 0 | 58206.1 | 950 | 56969.9 | 56685.0469
1258 | 1991-02-22 09:00 | 341 | 273 | 189 | 15.6 | 2.6 | 0.15 | 33.7954 | 133.111 | 54.9905 | 0 |  | 341 | 156.595 | 191.569 | 0.12976 | 140.163 | 179.351 | 0.12976 | 135.038 | 171.59 | 0 | 300.495 | 300.287 | 74335.9 | 31.6617 | 73490.6 | 71505.2 | 71297.1 | 71297.1 | 70298.7 | 70226.1 | 1495.15 | 0 | 0 | 103.235 | 0 | 70122.9 | 949.999 | 68792.5 | 68448.4922
1259 | 1991-02-22 10:00 | 487 | 426 | 203 | 16.7 | 3.1 | 0.15 | 41.7812 | 148.879 | 46.0771 | 0 |  | 487 | 295.417 | 208.972 | 0.18532 | 249.233 | 195.635 | 0.18532 | 243.849 | 187.169 | 0 | 422.398 | 422.573 | 104608 | 38.7941 | 104295 | 98317.4 | 97942.8 | 97942.8 | 96569.6 | 96411.3 | 1432.04 | 0 | 0 | 166.365 | 0 | 96244.9 | 950 | 94615.8 | 94142.7109
1260 | 1991-02-22 11:00 | 607 | 466 | 270 | 16.7 | 4.1 | 0.15 | 46.421 | 168.464 | 40.5018 | 0 |  | 607 | 353.556 | 278.716 | 0.23098 | 316.847 | 260.827 | 0.23098 | 311.897 | 249.541 | 0 | 550.209 | 549.637 | 136076 | 44.1594 | 136263 | 125976 | 125316 | 125316 | 123561 | 123332 | 1480.36 | 0 | 0 | 295.297 | 0 | 123037 | 950 | 120986 | 120381.2656
1261 | 1991-02-22 12:00 | 561 | 455 | 231 | 17.2 | 4.1 | 0.15 | 46.6087 | 189.986 | 39.6952 | 0 |  | 561 | 349.356 | 240.138 | 0.21348 | 333.634 | 224.647 | 0.21348 | 328.637 | 214.927 | 0 | 532.693 | 532.127 | 131730 | 43.7846 | 131861 | 122441 | 122075 | 122075 | 120366 | 120162 | 1512.82 | 0 | 0 | 286.107 | 0 | 119875 | 950 | 117908 | 117318.0938
1262 | 1991-02-22 13:00 | 427 | 288 | 234 | 17.2 | 5.7 | 0.15 | 42.2916 | 209.835 | 43.9073 | 0 |  | 427 | 206.597 | 241.014 | 0.16249 | 201.733 | 225.386 | 0.16249 | 197.817 | 215.635 | 0 | 405.183 | 404.979 | 100259 | 36.0118 | 99849 | 95749.5 | 95470.8 | 95470.8 | 94134.1 | 94022.1 | 1575.74 | 0 | 0 | 191.803 | 0 | 93830.3 | 949.999 | 92293.9 | 91832.3906
1263 | 1991-02-22 14:00 | 507 | 567 | 186 | 17.8 | 5.2 | 0.15 | 34.5251 | 225.919 | 51.9291 | 0 |  | 507 | 349.098 | 194.73 | 0.19293 | 292.262 | 182.027 | 0.19293 | 283.096 | 174.152 | 0 | 448.103 | 447.87 | 110894 | 39.0829 | 110684 | 104303 | 103746 | 103746 | 102293 | 102117 | 1456.56 | 0 | 0 | 192.509 | 0 | 101924 | 950 | 100251 | 99749.7031
1264 | 1991-02-22 15:00 | 340 | 493 | 136 | 17.2 | 5.7 | 0.15 | 24.5516 | 238.474 | 62.2964 | 0 |  | 340 | 228.099 | 143.164 | 0.12938 | 166.498 | 133.759 | 0.12938 | 156.571 | 127.973 | 0 | 278.854 | 278.863 | 69039 | 30.1536 | 68135.8 | 66472.8 | 66150.2 | 66150.2 | 64973.5 | 64882.3 | 1399.48 | 0 | 0 | -5.5332 | 0 | 64887.9 | 950 | 63606.5 | 63288.4258
1265 | 1991-02-22 16:00 | 128 | 283 | 63 | 16.1 | 3.6 | 0.15 | 13.2649 | 248.564 | 74.0053 | 0 |  | 128 | 77.9932 | 67.61 | 0.048708 | 45.6011 | 63.1051 | 0.048708 | 38.966 | 60.376 | 0 | 97.3552 | 97.2143 | 24069 | 21.0685 | 22670.8 | 22956.9 | 22772.8 | 22772.8 | 22454 | 22447 | 1536.22 | 0 | 0 | 10.7655 | 0 | 22436.3 | 950 | 21720.6 | 21611.9609
1266 | 1991-02-22 17:00 | 20 | 147 | 11 | 15 | 3.6 | 0.15 | 1.2195 | 257.195 | 86.3241 | 0 |  | 20 | 6.6274 | 10.4595 | 0.0076106 | 3.2032 | 9.7287 | 0.0076106 | 1.2677 | 9.3083 | 0 | 10.3645 | 10.3618 | 2565.57 | 15.5296 | 1656.42 | 1696.28 | 1671.49 | 1671.49 | 1648.09 | 1648.03 | 1399.71 | 0 | 0 | 0.04194 | 0 | 1647.99 | 950 | 1565.03 | 1557.2097
1267 | 1991-02-22 18:00 | 0 | 0 | 0 | 13.9 | 3.1 | 0.15
1268 | 1991-02-22 19:00 | 0 | 0 | 0 | 14.4 | 3.1 | 0.15
1269 | 1991-02-22 20:00 | 0 | 0 | 0 | 13.9 | 2.1 | 0.15
1270 | 1991-02-22 21:00 | 0 | 0 | 0 | 14.4 | 0 | 0.15
1271 | 1991-02-22 22:00 | 0 | 0 | 0 | 14.4 | 2.6 | 0.15
1272 | 1991-02-22 23:00 | 0 | 0 | 0 | 13.9 | 2.6 | 0.15
1273 | 1991-02-23 | 0 | 0 | 0 | 13.3 | 2.1 | 0.15
1274 | 1991-02-23 01:00 | 0 | 0 | 0 | 12.8 | 1.5 | 0.15
1275 | 1991-02-23 02:00 | 0 | 0 | 0 | 12.8 | 0 | 0.15
1276 | 1991-02-23 03:00 | 0 | 0 | 0 | 13.9 | 2.1 | 0.15
1277 | 1991-02-23 04:00 | 0 | 0 | 0 | 14.4 | 2.1 | 0.15
1278 | 1991-02-23 05:00 | 0 | 0 | 0 | 14.4 | 2.1 | 0.15
1279 | 1991-02-23 06:00 | 11 | 3 | 10 | 13.9 | 2.6 | 0.15 | 0.45257 | 102.06 | 88.8239 | 0 |  | 11 | 0.23577 | 9.2381 | 0.0041858 | 0.21169 | 8.6489 | 0.0041858 | 0.051462 | 8.2746 | 0 | 8.1595 | 8.1553 | 2018.94 | 14.3362 | 1161.79 | 1184.91 | 1175.85 | 1175.85 | 1159.39 | 1159.36 | 1484.17 | 0 | 0 | 0.028141 | 0 | 1159.34 | 950 | 1100.49 | 1094.9834
1280 | 1991-02-23 07:00 | 113 | 133 | 84 | 14.4 | 2.6 | 0.15 | 12.5654 | 110.598 | 77.6649 | 0 |  | 113 | 28.4379 | 83.6185 | 0.043 | 27.4245 | 78.3368 | 0.043 | 22.404 | 74.9463 | 0 | 95.4034 | 95.3482 | 23603.1 | 19.5 | 22176.4 | 22623.7 | 22518 | 22518 | 22202.8 | 22195.9 | 1543.13 | 0 | 0 | 10.8877 | 0 | 22185 | 950 | 21428.4 | 21321.2715
1281 | 1991-02-23 08:00 | 197 | 65 | 170 | 15 | 2.6 | 0.15 | 23.9594 | 120.533 | 65.628 | 0 |  | 197 | 27.4009 | 171.941 | 0.074964 | 26.1506 | 160.842 | 0.074964 | 24.303 | 153.882 | 0 | 174.622 | 174.52 | 43204.5 | 24.3347 | 41898.9 | 41985.6 | 41868.9 | 41868.9 | 41282.8 | 41260.7 | 1564.27 | 0 | 0 | 37.4391 | 0 | 41223.2 | 950 | 40276.4 | 40075.0039
1282 | 1991-02-23 09:00 | 417 | 390 | 199 | 15.6 | 2.1 | 0.15 | 34.1015 | 132.866 | 54.7013 | 0 |  | 417 | 224.416 | 203.145 | 0.15868 | 201.301 | 190.243 | 0.15868 | 194.06 | 182.01 | 0 | 368.549 | 368.388 | 91193 | 35.7577 | 90637.5 | 86715.2 | 86411.4 | 86411.4 | 85201.5 | 85089.4 | 1465.57 | 0 | 0 | 147.863 | 0 | 84941.5 | 949.999 | 83505.4 | 83087.9141
1283 | 1991-02-23 10:00 | 452 | 332 | 230 | 16.7 | 4.6 | 0.15 | 42.1239 | 148.7 | 45.7459 | 0 |  | 452 | 230.765 | 234.262 | 0.172 | 194.676 | 219.259 | 0.172 | 190.553 | 209.771 | 0 | 392.317 | 392.185 | 97087.9 | 35.8525 | 96637.4 | 92350.9 | 92037 | 92037 | 90748.4 | 90614 | 1443.39 | 0 | 0 | 153.112 | 0 | 90460.9 | 949.999 | 88926.6 | 88481.9219
1284 | 1991-02-23 11:00 | 657 | 478 | 309 | 17.2 | 5.2 | 0.15 | 46.7873 | 168.42 | 40.1388 | 0 |  | 657 | 364.852 | 318.22 | 0.25001 | 326.961 | 297.79 | 0.25001 | 321.968 | 284.904 | 0 | 594.735 | 594.13 | 147093 | 45.4332 | 147429 | 135637 | 134952 | 134952 | 133063 | 132799 | 1483.31 | 0 | 0 | 344.386 | 0 | 132455 | 950 | 130234 | 129583.0156
1285 | 1991-02-23 12:00 | 770 | 837 | 159 | 17.8 | 5.2 | 0.15 | 46.9659 | 190.113 | 39.3372 | 0 |  | 770 | 646.384 | 166.433 | 0.29301 | 617.29 | 155.697 | 0.29301 | 608.251 | 148.96 | 0 | 742.067 | 741.244 | 183496 | 53.0241 | 184208 | 164287 | 163820 | 163820 | 161526 | 161147 | 1500.16 | 0 | 0 | 495.334 | 0 | 160652 | 950 | 157870 | 157080.3906
1286 | 1991-02-23 13:00 | 649 | 645 | 214 | 17.2 | 5.2 | 0.15 | 42.6087 | 210.087 | 43.593 | 0 |  | 649 | 465.272 | 224.177 | 0.24696 | 454.641 | 209.633 | 0.24696 | 445.98 | 200.564 | 0 | 633.612 | 633.395 | 156806 | 47.2991 | 157298 | 144165 | 143737 | 143737 | 141725 | 141456 | 1537.71 | 0 | 0 | 415.665 | 0 | 141040 | 950 | 138664 | 137970.7969
1287 | 1991-02-23 14:00 | 537 | 696 | 140 | 16.7 | 5.2 | 0.15 | 34.7936 | 226.224 | 51.6693 | 0 |  | 537 | 431.309 | 148.549 | 0.20434 | 361.067 | 138.844 | 0.20434 | 349.91 | 132.838 | 0 | 473.093 | 472.893 | 117096 | 39.172 | 117002 | 109925 | 109213 | 109213 | 107683 | 107472 | 1435.01 | 0 | 0 | 203.991 | 0 | 107268 | 950 | 105494 | 104966.9062
1288 | 1991-02-23 15:00 | 346 | 598 | 96 | 15.6 | 5.2 | 0.15 | 24.778 | 238.793 | 62.083 | 0 |  | 346 | 279.099 | 102.87 | 0.13166 | 204.278 | 96.09 | 0.13166 | 192.26 | 91.9337 | 0 | 278.51 | 278.76 | 69014.1 | 28.8467 | 68143.7 | 66635.3 | 66187.7 | 66187.7 | 64210.9 | 64118.8 | 1403.32 | 0 | 0 | 18.0455 | 0 | 64100.7 | 947.329 | 62863.5 | 62549.2109
1289 | 1991-02-23 16:00 | 162 | 436 | 60 | 15 | 4.1 | 0.15 | 13.4603 | 248.885 | 73.8259 | 0 |  | 162 | 121.962 | 65.2336 | 0.061646 | 71.8044 | 60.8728 | 0.061646 | 61.5111 | 58.2404 | 0 | 117.356 | 117.256 | 29031.4 | 20.858 | 27672.5 | 27988.5 | 27733.8 | 27733.8 | 27345.5 | 27334.9 | 1557.26 | 0 | 0 | 16.8515 | 0 | 27318.1 | 950 | 26579.9 | 26446.9785
1290 | 1991-02-23 17:00 | 16 | 43 | 13 | 13.9 | 3.6 | 0.15 | 1.3943 | 257.519 | 86.1885 | 0 |  | 16 | 2.2904 | 12.5708 | 0.0060885 | 1.108 | 11.718 | 0.0060885 | 0.45182 | 11.2114 | 0 | 11.4299 | 11.429 | 2829.59 | 14.4841 | 1891.3 | 1946.12 | 1931.91 | 1931.91 | 1904.86 | 1904.81 | 1491.4 | 0 | 0 | 0.070582 | 0 | 1904.73 | 950 | 1809.11 | 1800.0598
1291 | 1991-02-23 18:00 | 0 | 0 | 0 | 13.9 | 2.1 | 0.15
1292 | 1991-02-23 19:00 | 0 | 0 | 0 | 13.9 | 3.1 | 0.15
1293 | 1991-02-23 20:00 | 0 | 0 | 0 | 13.9 | 3.1 | 0.15
1294 | 1991-02-23 21:00 | 0 | 0 | 0 | 13.9 | 3.1 | 0.15
1295 | 1991-02-23 22:00 | 0 | 0 | 0 | 14.4 | 3.1 | 0.15
1296 | 1991-02-23 23:00 | 0 | 0 | 0 | 13.9 | 3.1 | 0.15
1297 | 1991-02-24 | 0 | 0 | 0 | 13.9 | 3.1 | 0.15
1298 | 1991-02-24 01:00 | 0 | 0 | 0 | 13.9 | 4.1 | 0.15
1299 | 1991-02-24 02:00 | 0 | 0 | 0 | 13.9 | 2.6 | 0.15
1300 | 1991-02-24 03:00 | 0 | 0 | 0 | 13.9 | 3.1 | 0.15
1301 | 1991-02-24 04:00 | 0 | 0 | 0 | 13.9 | 3.1 | 0.15
1302 | 1991-02-24 05:00 | 0 | 0 | 0 | 13.3 | 2.1 | 0.15
1303 | 1991-02-24 06:00 | 7 | 0 | 7 | 13.3 | 2.1 | 0.15 | 0.68423 | 101.772 | 88.7347 | 0 |  | 7 | 0 | 7.024 | 0.0026637 | 0 | 6.568 | 0.0026637 | 0 | 6.2839 | 0 | 6.1582 | 6.1556 | 1523.92 | 13.6368 | 732.808 | 738.148 | 729.629 | 729.629 | 719.415 | 719.407 | 1466.42 | 0 | 0 | 0.010231 | 0 | 719.397 | 950 | 682.626 | 679.2131
1304 | 1991-02-24 07:00 | 59 | 35 | 51 | 13.9 | 2.6 | 0.15 | 12.8145 | 110.318 | 77.4355 | 0 |  | 59 | 7.8358 | 51.1953 | 0.022451 | 7.5601 | 47.8413 | 0.022451 | 6.2073 | 45.7718 | 0 | 50.9395 | 50.9258 | 12606.8 | 16.6239 | 11264.8 | 11618.8 | 11564.1 | 11564.1 | 11402.2 | 11400.5 | 1554.69 | 0 | 0 | 2.8424 | 0 | 11397.7 | 950 | 10909.6 | 10855.0674
1305 | 1991-02-24 08:00 | 257 | 336 | 119 | 14.4 | 3.1 | 0.15 | 24.2345 | 120.262 | 65.372 | 0 |  | 257 | 139.918 | 120.846 | 0.097796 | 133.443 | 113.235 | 0.097796 | 124.165 | 108.334 | 0 | 227.849 | 227.63 | 56351.7 | 26.3016 | 55226.1 | 54875.4 | 54664.9 | 54664.9 | 53899.6 | 53859.2 | 1533.08 | 0 | 0 | 63.4683 | 0 | 53795.7 | 950 | 52614.3 | 52351.2344
1306 | 1991-02-24 09:00 | 482 | 645 | 119 | 15.6 | 3.1 | 0.15 | 34.4106 | 132.62 | 54.4092 | 0 |  | 482 | 373.399 | 123.023 | 0.18342 | 335.741 | 115.251 | 0.18342 | 323.864 | 110.263 | 0 | 425.444 | 425.659 | 105369 | 37.8555 | 105081 | 99432.5 | 98929.8 | 98929.8 | 96811.2 | 96659.9 | 1457.93 | 0 | 0 | -322.603 | 0 | 96982.5 | 949.999 | 95351 | 94874.2734
1307 | 1991-02-24 10:00 | 712 | 926 | 88 | 16.1 | 3.6 | 0.15 | 42.4696 | 148.522 | 45.4116 | 0 |  | 712 | 648.194 | 91.2154 | 0.27094 | 551.197 | 85.3842 | 0.27094 | 539.738 | 81.6893 | 0 | 608.999 | 607.765 | 150462 | 47.1621 | 150833 | 135930 | 135139 | 135139 | 128561 | 128245 | 1421.22 | 0 | 0 | -755.117 | 0 | 129000 | 946.514 | 126717 | 126083.0938
1308 | 1991-02-24 11:00 | 785 | 945 | 94 | 16.7 | 4.6 | 0.15 | 47.1564 | 168.379 | 39.7728 | 0 |  | 785 | 723.981 | 97.7514 | 0.29872 | 648.776 | 91.4722 | 0.29872 | 639.092 | 87.5142 | 0 | 712.074 | 711.042 | 176039 | 51.424 | 176632 | 157141 | 156045 | 156045 | 151270 | 150893 | 1456.84 | 0 | 0 | -2156.5 | 0 | 153049 | 950 | 150415 | 149663.125
1309 | 1991-02-24 12:00 | 787 | 946 | 94 | 17.2 | 4.6 | 0.15 | 47.325 | 190.247 | 38.9772 | 0 |  | 787 | 732.621 | 98.162 | 0.29948 | 699.641 | 91.8262 | 0.29948 | 689.627 | 87.8531 | 0 | 761.93 | 761.069 | 188404 | 54.3671 | 189143 | 167553 | 167074 | 167074 | 164735 | 164331 | 1496.65 | 0 | 0 | 506.132 | 0 | 163825 | 950 | 160973 | 160167.9844
1310 | 1991-02-24 13:00 | 667 | 842 | 95 | 17.2 | 4.6 | 0.15 | 42.9264 | 210.346 | 43.2782 | 0 |  | 667 | 611.32 | 99.6317 | 0.25381 | 598.193 | 93.1693 | 0.25381 | 587.01 | 89.1384 | 0 | 662.625 | 662.307 | 163964 | 49.544 | 164542 | 149355 | 148814 | 148814 | 146729 | 146432 | 1533.44 | 0 | 0 | 436.715 | 0 | 145995 | 950 | 143522 | 142804.1562
1311 | 1991-02-24 14:00 | 542 | 811 | 77 | 16.7 | 4.6 | 0.15 | 35.0616 | 226.537 | 51.4103 | 0 |  | 542 | 504.675 | 81.3622 | 0.20625 | 422.336 | 76.0565 | 0.20625 | 409.477 | 72.7663 | 0 | 472.598 | 472.127 | 116910 | 39.7565 | 116849 | 109139 | 108521 | 108521 | 106996 | 106771 | 1417.5 | 0 | 0 | 183.879 | 0 | 106587 | 950 | 104799 | 104274.8672
1312 | 1991-02-24 15:00 | 397 | 778 | 69 | 16.7 | 3.6 | 0.15 | 25.0037 | 239.117 | 61.8707 | 0 |  | 397 | 365.617 | 74.312 | 0.15107 | 267.594 | 69.4141 | 0.15107 | 252.052 | 66.4116 | 0 | 312.094 | 312.083 | 77264.4 | 32.6502 | 76574.4 | 73415.6 | 72858.1 | 72858.1 | 69556.2 | 69445 | 1421.15 | 0 | 0 | 70.8346 | 0 | 69374.2 | 938.493 | 68154.9 | 67814.1641
1313 | 1991-02-24 16:00 | 184 | 575 | 48 | 16.1 | 4.1 | 0.15 | 13.6547 | 249.21 | 73.6476 | 0 |  | 184 | 162.06 | 52.6999 | 0.070018 | 95.7065 | 49.1643 | 0.070018 | 82.1984 | 47.0383 | 0 | 126.652 | 126.508 | 31324.1 | 22.4202 | 30016.4 | 30108 | 29742.8 | 29742.8 | 29326.4 | 29313.1 | 1535.03 | 0 | 0 | 19.8903 | 0 | 29293.2 | 950 | 28540.9 | 28398.2363
1314 | 1991-02-24 17:00 | 20 | 130 | 12 | 14.4 | 3.6 | 0.15 | 1.5683 | 257.847 | 86.0539 | 0 |  | 20 | 6.323 | 11.5264 | 0.0076106 | 3.1505 | 10.7234 | 0.0076106 | 1.3277 | 10.26 | 0 | 11.356 | 11.3496 | 2810.15 | 14.9801 | 1877.9 | 1929.4 | 1908.97 | 1908.97 | 1882.25 | 1882.18 | 1393.53 | 0 | 0 | 0.057162 | 0 | 1882.12 | 950 | 1787.7 | 1778.7634
1315 | 1991-02-24 18:00 | 0 | 0 | 0 | 14.4 | 3.1 | 0.15
1316 | 1991-02-24 19:00 | 0 | 0 | 0 | 13.9 | 2.6 | 0.15
1317 | 1991-02-24 20:00 | 0 | 0 | 0 | 13.9 | 2.1 | 0.15
1318 | 1991-02-24 21:00 | 0 | 0 | 0 | 13.3 | 2.1 | 0.15
1319 | 1991-02-24 22:00 | 0 | 0 | 0 | 13.3 | 0 | 0.15
1320 | 1991-02-24 23:00 | 0 | 0 | 0 | 13.3 | 0 | 0.15
1321 | 1991-02-25 | 0 | 0 | 0 | 12.2 | 2.6 | 0.15
1322 | 1991-02-25 01:00 | 0 | 0 | 0 | 11.7 | 0 | 0.15
1323 | 1991-02-25 02:00 | 0 | 0 | 0 | 11.1 | 0 | 0.15
1324 | 1991-02-25 03:00 | 0 | 0 | 0 | 10.6 | 0 | 0.15
1325 | 1991-02-25 04:00 | 0 | 0 | 0 | 10.6 | 0 | 0.15
1326 | 1991-02-25 05:00 | 0 | 0 | 0 | 10.6 | 2.1 | 0.15
1327 | 1991-02-25 06:00 | 15 | 35 | 13 | 10 | 0 | 0.15 | 0.9193 | 101.483 | 88.6422 | 0 |  | 15 | 0.54434 | 11.9277 | 0.0057079 | 0.47672 | 11.171 | 0.0057079 | 0.14302 | 10.6876 | 0 | 10.614 | 10.6147 | 2627.76 | 10.6391 | 1707.78 | 1770.5 | 1759.37 | 1759.37 | 1734.74 | 1734.69 | 1475.62 | 0 | 0 | 0.063977 | 0 | 1734.63 | 950 | 1647.37 | 1639.13
1328 | 1991-02-25 07:00 | 129 | 168 | 91 | 12.8 | 1.5 | 0.15 | 13.0668 | 110.037 | 77.2029 | 0 |  | 129 | 37.1781 | 90.7969 | 0.049088 | 35.8803 | 85.1077 | 0.049088 | 29.6052 | 81.4237 | 0 | 108.808 | 108.723 | 26913.9 | 18.9138 | 25492.3 | 26055.1 | 25930.7 | 25930.7 | 25567.7 | 25558.5 | 1545.14 | 0 | 0 | 14.5098 | 0 | 25544 | 950 | 24743.2 | 24619.4355
1329 | 1991-02-25 08:00 | 307 | 184 | 231 | 14.4 | 1.5 | 0.15 | 24.5127 | 119.99 | 65.1131 | 0 |  | 307 | 76.9859 | 231.488 | 0.11682 | 73.4676 | 216.794 | 0.11682 | 68.4441 | 207.411 | 0 | 270.338 | 270.23 | 66897.7 | 29.5959 | 65922.3 | 64733.6 | 64539.3 | 64539.3 | 63635.7 | 63581.5 | 1553.9 | 0 | 0 | 89.0425 | 0 | 63492.4 | 949.999 | 62202.7 | 61891.6484
1330 | 1991-02-25 09:00 | 534 | 635 | 173 | 16.1 | 3.6 | 0.15 | 34.7227 | 132.372 | 54.1143 | 0 |  | 534 | 371.061 | 177.528 | 0.2032 | 334.274 | 166.271 | 0.2032 | 322.646 | 159.075 | 0 | 472.087 | 472.197 | 116889 | 40.2334 | 116783 | 109548 | 109034 | 109034 | 107174 | 106994 | 1470.11 | 0 | 0 | -97.1013 | 0 | 107091 | 950 | 105277 | 104750.7578
1331 | 1991-02-25 10:00 | 566 | 471 | 246 | 16.7 | 3.6 | 0.15 | 42.8184 | 148.343 | 45.0745 | 0 |  | 566 | 332.182 | 252.479 | 0.21538 | 282.456 | 236.355 | 0.21538 | 276.701 | 226.127 | 0 | 492.771 | 492.059 | 121816 | 41.8485 | 121782 | 113401 | 112896 | 112896 | 111315 | 111111 | 1435.7 | 0 | 0 | 227.679 | 0 | 110883 | 950 | 109003 | 108457.7734
1332 | 1991-02-25 11:00 | 666 | 514 | 288 | 16.7 | 3.6 | 0.15 | 47.5283 | 168.34 | 39.4041 | 0 |  | 666 | 395.78 | 296.874 | 0.25343 | 355.755 | 277.814 | 0.25343 | 350.565 | 265.793 | 0 | 604.031 | 603.589 | 149428 | 47.5486 | 149794 | 136488 | 135784 | 135784 | 133883 | 133617 | 1479.48 | 0 | 0 | 345.682 | 0 | 133271 | 950 | 131035 | 130380.1797
1333 | 1991-02-25 12:00 | 646 | 461 | 306 | 16.7 | 4.1 | 0.15 | 47.6858 | 190.386 | 38.6153 | 0 |  | 646 | 359.19 | 316.547 | 0.24582 | 343.018 | 296.118 | 0.24582 | 338.22 | 283.306 | 0 | 609.095 | 608.432 | 150621 | 47.0967 | 151026 | 138384 | 137988 | 137988 | 136056 | 135801 | 1532.3 | 0 | 0 | 371.586 | 0 | 135430 | 950 | 133168 | 132502.1094
1334 | 1991-02-25 13:00 | 417 | 161 | 306 | 17.2 | 4.1 | 0.15 | 43.2446 | 210.613 | 42.9631 | 0 |  | 417 | 118.537 | 312.298 | 0.15868 | 116.27 | 292.05 | 0.15868 | 114.138 | 279.415 | 0 | 385.682 | 385.448 | 95423.5 | 36.4566 | 94926.3 | 90888.2 | 90603 | 90603 | 89334.6 | 89232.3 | 1568.14 | 0 | 0 | 173.134 | 0 | 89059.2 | 949.999 | 87574.1 | 87136.1875
1335 | 1991-02-25 14:00 | 170 | 0 | 170 | 16.1 | 4.1 | 0.15 | 35.3291 | 226.855 | 51.1521 | 0 |  | 170 | 0 | 169.53 | 0.06469 | 0 | 158.54 | 0.06469 | 0 | 151.681 | 0 | 148.647 | 148.593 | 36786.2 | 23.5236 | 35415.3 | 35601.9 | 35497.1 | 35497.1 | 35000.1 | 34984.3 | 1563.48 | 0 | 0 | 26.7852 | 0 | 34957.6 | 950 | 34094.5 | 33924.0469
1336 | 1991-02-25 15:00 | 117 | 0 | 117 | 16.1 | 3.6 | 0.15 | 25.2283 | 239.446 | 61.6598 | 0 |  | 117 | 0 | 116.556 | 0.044522 | 0 | 108.996 | 0.044522 | 0 | 104.281 | 0 | 102.195 | 102.154 | 25289.7 | 21.321 | 23857.7 | 24184.7 | 24107.2 | 24107.2 | 23769.7 | 23762.6 | 1582.09 | 0 | 0 | 12.4861 | 0 | 23750.1 | 950 | 22958.2 | 22843.3828
1337 | 1991-02-25 16:00 | 83 | 35 | 74 | 15.6 | 3.1 | 0.15 | 13.8482 | 249.539 | 73.4707 | 0 |  | 83 | 10.6888 | 73.8753 | 0.031584 | 6.3486 | 69.1093 | 0.031584 | 5.4667 | 66.119 | 0 | 70.1541 | 70.1066 | 17356.2 | 19.2655 | 15952.9 | 16294.8 | 16225.5 | 16225.5 | 15998.3 | 15995 | 1569 | 0 | 0 | 5.5754 | 0 | 15989.5 | 950 | 15364 | 15287.1943
1338 | 1991-02-25 17:00 | 12 | 0 | 12 | 15 | 3.1 | 0.15 | 1.7415 | 258.178 | 85.9203 | 0 |  | 12 | 0 | 11.8849 | 0.0045664 | 0 | 11.1144 | 0.0045664 | 0 | 10.6336 | 0 | 10.4209 | 10.4187 | 2579.29 | 15.5447 | 1663 | 1703.49 | 1693.83 | 1693.83 | 1670.11 | 1670.08 | 1520.05 | 0 | 0 | 0.058761 | 0 | 1670.02 | 950 | 1585.89 | 1577.9564
1339 | 1991-02-25 18:00 | 0 | 0 | 0 | 14.4 | 2.1 | 0.15
1340 | 1991-02-25 19:00 | 0 | 0 | 0 | 15 | 2.1 | 0.15
1341 | 1991-02-25 20:00 | 0 | 0 | 0 | 14.4 | 2.6 | 0.15
1342 | 1991-02-25 21:00 | 0 | 0 | 0 | 14.4 | 2.6 | 0.15
1343 | 1991-02-25 22:00 | 0 | 0 | 0 | 13.9 | 2.1 | 0.15
1344 | 1991-02-25 23:00 | 0 | 0 | 0 | 14.4 | 2.1 | 0.15
1345 | 1991-02-26 | 0 | 0 | 0 | 14.4 | 2.6 | 0.15
1346 | 1991-02-26 01:00 | 0 | 0 | 0 | 14.4 | 3.1 | 0.15
1347 | 1991-02-26 02:00 | 0 | 0 | 0 | 13.3 | 1.5 | 0.15
1348 | 1991-02-26 03:00 | 0 | 0 | 0 | 12.8 | 1.5 | 0.15
1349 | 1991-02-26 04:00 | 0 | 0 | 0 | 13.3 | 0 | 0.15
1350 | 1991-02-26 05:00 | 0 | 0 | 0 | 14.4 | 3.1 | 0.15
1351 | 1991-02-26 06:00 | 8 | 0 | 8 | 14.4 | 3.1 | 0.15 | 1.1577 | 101.193 | 88.5352 | 0 |  | 8 | 0 | 8.0319 | 0.0030442 | 0 | 7.51 | 0.0030442 | 0 | 7.1851 | 0 | 7.0414 | 7.0394 | 1742.7 | 14.7681 | 919.646 | 931.831 | 923.158 | 923.158 | 910.234 | 910.222 | 1487.95 | 0 | 0 | 0.016788 | 0 | 910.205 | 950 | 863.817 | 859.4977
1352 | 1991-02-26 07:00 | 54 | 0 | 54 | 15 | 3.1 | 0.15 | 13.3221 | 109.755 | 76.9674 | 0 |  | 54 | 0 | 53.5254 | 0.020549 | 0 | 50.0623 | 0.020549 | 0 | 47.8963 | 0 | 46.9384 | 46.919 | 11615.4 | 17.4531 | 10292.6 | 10584.2 | 10537.7 | 10537.7 | 10390.2 | 10388.8 | 1552.26 | 0 | 0 | 2.3379 | 0 | 10386.5 | 950 | 9933.1 | 9883.4316
1353 | 1991-02-26 08:00 | 116 | 0 | 116 | 15.6 | 2.6 | 0.15 | 24.7936 | 119.717 | 64.8514 | 0 |  | 116 | 0 | 115.124 | 0.044142 | 0 | 107.69 | 0.044142 | 0 | 103.03 | 0 | 100.97 | 100.912 | 24982 | 20.9976 | 23549.8 | 23901.2 | 23824 | 23824 | 23490.5 | 23483.4 | 1570.91 | 0 | 0 | 12.117 | 0 | 23471.3 | 950 | 22684 | 22570.5312
1354 | 1991-02-26 09:00 | 372 | 196 | 260 | 16.7 | 3.1 | 0.15 | 35.0375 | 132.124 | 53.8166 | 0 |  | 372 | 115.036 | 261.797 | 0.14156 | 103.854 | 245.055 | 0.14156 | 100.302 | 234.451 | 0 | 328.057 | 328.035 | 81205.7 | 33.8513 | 80468 | 77710.5 | 77488.8 | 77488.8 | 76403.9 | 76321.1 | 1510.76 | 0 | 0 | 123.739 | 0 | 76197.4 | 949.999 | 74804.6 | 74430.6016
1355 | 1991-02-26 10:00 | 717 | 914 | 93 | 17.8 | 3.6 | 0.15 | 43.1699 | 148.164 | 44.7346 | 0 |  | 717 | 647.319 | 96.2762 | 0.27284 | 550.385 | 90.1203 | 0.27284 | 539.396 | 86.2205 | 0 | 613.105 | 612.998 | 151757 | 49.1295 | 152135 | 135952 | 135154 | 135154 | 128816 | 128511 | 1427.58 | 0 | 0 | -725.216 | 0 | 129237 | 946.946 | 126946 | 126311.0938
1356 | 1991-02-26 11:00 | 789 | 933 | 98 | 17.8 | 4.6 | 0.15 | 47.9028 | 168.303 | 39.0327 | 0 |  | 789 | 723.029 | 101.798 | 0.30024 | 650.894 | 95.2581 | 0.30024 | 641.617 | 91.1362 | 0 | 718.099 | 716.947 | 177496 | 52.8124 | 178100 | 157620 | 156726 | 156726 | 152634 | 152252 | 1450.39 | 0 | 0 | -1461.66 | 0 | 153714 | 950 | 151067 | 150311.7031
1357 | 1991-02-26 12:00 | 729 | 738 | 181 | 17.8 | 4.1 | 0.15 | 48.0483 | 190.532 | 38.2518 | 0 |  | 729 | 578.532 | 189.987 | 0.27741 | 552.48 | 177.735 | 0.27741 | 544.929 | 170.045 | 0 | 700.674 | 699.494 | 173161 | 52.7461 | 173806 | 155260 | 154817 | 154817 | 152649 | 152314 | 1508.57 | 0 | 0 | 449.553 | 0 | 151865 | 950 | 149278 | 148531.3594
1358 | 1991-02-26 13:00 | 610 | 725 | 112 | 18.3 | 4.6 | 0.15 | 43.5631 | 210.887 | 42.6478 | 0 |  | 610 | 531.396 | 118.618 | 0.23212 | 521.36 | 110.92 | 0.23212 | 511.978 | 106.121 | 0 | 605.737 | 605.36 | 149869 | 47.863 | 150274 | 137413 | 136765 | 136765 | 134850 | 134600 | 1535.85 | 0 | 0 | 371.713 | 0 | 134228 | 950 | 131987 | 131327.0625
1359 | 1991-02-26 14:00 | 308 | 339 | 111 | 18.3 | 5.2 | 0.15 | 35.596 | 227.179 | 50.8948 | 0 |  | 308 | 213.382 | 116.865 | 0.1172 | 178.287 | 109.235 | 0.1172 | 173.015 | 104.509 | 0 | 271.974 | 271.681 | 67270.4 | 31.2103 | 66331.7 | 64558.5 | 64136.2 | 64136.2 | 63238.3 | 63164.7 | 1424.11 | 0 | 0 | 68.4611 | 0 | 63096.3 | 950 | 61800.8 | 61491.8125
1360 | 1991-02-26 15:00 | 323 | 417 | 144 | 17.2 | 3.6 | 0.15 | 25.452 | 239.78 | 61.4501 | 0 |  | 323 | 198.929 | 151.244 | 0.12291 | 145.188 | 141.308 | 0.12291 | 136.963 | 135.195 | 0 | 266.715 | 266.761 | 66045.3 | 30.8338 | 65086.8 | 63367.7 | 63061.7 | 63061.7 | 62107.8 | 62024.9 | 1391.19 | 0 | 0 | 26.4739 | 0 | 61998.5 | 950 | 60739.3 | 60435.6055
1361 | 1991-02-26 16:00 | 181 | 181 | 137 | 16.7 | 3.6 | 0.15 | 14.0406 | 249.871 | 73.2951 | 0 |  | 181 | 52.0864 | 142.564 | 0.068876 | 31.1128 | 133.136 | 0.068876 | 26.8581 | 127.377 | 0 | 151.151 | 151.051 | 37397 | 24.42 | 36039.7 | 36081.1 | 35914.8 | 35914.8 | 35411.9 | 35395.4 | 1545.16 | 0 | 0 | 26.1908 | 0 | 35369.2 | 950 | 34485.4 | 34313
1362 | 1991-02-26 17:00 | 21 | 21 | 19 | 15.6 | 4.1 | 0.15 | 1.9138 | 258.512 | 85.7877 | 0 |  | 21 | 1.6871 | 18.5957 | 0.0079911 | 0.85768 | 17.3441 | 0.0079911 | 0.38217 | 16.5941 | 0 | 16.6368 | 16.6316 | 4117.51 | 16.4309 | 3081.37 | 3168.58 | 3145.73 | 3145.73 | 3101.69 | 3101.55 | 1472.65 | 0 | 0 | 0.18472 | 0 | 3101.36 | 950 | 2948.48 | 2933.7415
1363 | 1991-02-26 18:00 | 0 | 0 | 0 | 15 | 3.1 | 0.15
1364 | 1991-02-26 19:00 | 0 | 0 | 0 | 15 | 2.6 | 0.15
1365 | 1991-02-26 20:00 | 0 | 0 | 0 | 15 | 1.5 | 0.15
1366 | 1991-02-26 21:00 | 0 | 0 | 0 | 15 | 2.1 | 0.15
1367 | 1991-02-26 22:00 | 0 | 0 | 0 | 15 | 2.6 | 0.15
1368 | 1991-02-26 23:00 | 0 | 0 | 0 | 15 | 1.5 | 0.15
1369 | 1991-02-27 | 0 | 0 | 0 | 15 | 1.5 | 0.15
1370 | 1991-02-27 01:00 | 0 | 0 | 0 | 15 | 2.6 | 0.15
1371 | 1991-02-27 02:00 | 0 | 0 | 0 | 15 | 1.5 | 0.15
1372 | 1991-02-27 03:00 | 0 | 0 | 0 | 15 | 4.1 | 0.15
1373 | 1991-02-27 04:00 | 0 | 0 | 0 | 14.4 | 4.1 | 0.15
1374 | 1991-02-27 05:00 | 0 | 0 | 0 | 14.4 | 5.2 | 0.15
1375 | 1991-02-27 06:00 | 10 | 0 | 10 | 15 | 5.2 | 0.15 | 1.3992 | 100.904 | 88.4266 | 0 |  | 10 | 0 | 9.9432 | 0.0038053 | 0 | 9.2987 | 0.0038053 | 0 | 8.8964 | 0 | 8.7184 | 8.7157 | 2157.67 | 15.4142 | 1284.36 | 1310.28 | 1301.3 | 1301.3 | 1283.08 | 1283.06 | 1480.41 | 0 | 0 | 0.033388 | 0 | 1283.02 | 950 | 1218 | 1211.9144
1376 | 1991-02-27 07:00 | 60 | 0 | 60 | 15 | 5.2 | 0.15 | 13.5802 | 109.472 | 76.7291 | 0 |  | 60 | 0 | 59.4665 | 0.022832 | 0 | 55.6238 | 0.022832 | 0 | 53.2172 | 0 | 52.1528 | 52.126 | 12904.4 | 17.477 | 11556.4 | 11883 | 11833.6 | 11833.6 | 11667.9 | 11666.2 | 1560.32 | 0 | 0 | 2.9674 | 0 | 11663.2 | 950 | 11165.7 | 11109.873
1377 | 1991-02-27 08:00 | 123 | 0 | 123 | 15 | 4.1 | 0.15 | 25.0773 | 119.442 | 64.5872 | 0 |  | 123 | 0 | 122.086 | 0.046805 | 0 | 114.205 | 0.046805 | 0 | 109.263 | 0 | 107.078 | 107.029 | 26496.3 | 20.3471 | 25066.4 | 25500.3 | 25417.4 | 25417.4 | 25061.5 | 25053.4 | 1562.13 | 0 | 0 | 13.7477 | 0 | 25039.6 | 950 | 24230.3 | 24109.123
1378 | 1991-02-27 09:00 | 175 | 0 | 175 | 15.6 | 2.6 | 0.15 | 35.355 | 131.874 | 53.5165 | 0 |  | 175 | 0 | 173.968 | 0.066593 | 0 | 162.733 | 0.066593 | 0 | 155.692 | 0 | 152.578 | 152.536 | 37762.9 | 23.7589 | 36400.9 | 36558.5 | 36455.8 | 36455.8 | 35945.5 | 35928.7 | 1562.68 | 0 | 0 | 28.0946 | 0 | 35900.7 | 950 | 35033.6 | 34858.4805
1379 | 1991-02-27 10:00 | 213 | 0 | 213 | 16.1 | 3.6 | 0.15 | 43.5242 | 147.984 | 44.3921 | 0 |  | 213 | 0 | 212.039 | 0.081053 | 0 | 198.337 | 0.081053 | 0 | 189.756 | 0 | 185.961 | 185.877 | 46016.5 | 25.5999 | 44741.9 | 44627.8 | 44510.3 | 44510.3 | 43887.1 | 43862.8 | 1574.4 | 0 | 0 | 42.3393 | 0 | 43820.4 | 950 | 42835.6 | 42621.4102
1380 | 1991-02-27 11:00 | 232 | 0 | 232 | 15.6 | 5.2 | 0.15 | 48.2799 | 168.269 | 38.6587 | 0 |  | 232 | 0 | 231.207 | 0.088283 | 0 | 216.255 | 0.088283 | 0 | 206.899 | 0 | 202.761 | 202.662 | 50171.3 | 25.2305 | 48948.6 | 48891.9 | 48762.5 | 48762.5 | 48079.8 | 48050.1 | 1570.34 | 0 | 0 | 50.467 | 0 | 47999.6 | 950 | 46932.7 | 46698.0312
1381 | 1991-02-27 12:00 | 232 | 0 | 232 | 15 | 4.1 | 0.15 | 48.4124 | 190.683 | 37.8866 | 0 |  | 232 | 0 | 231.374 | 0.088283 | 0 | 216.399 | 0.088283 | 0 | 207.037 | 0 | 202.896 | 202.813 | 50209 | 25.1324 | 48986.7 | 48945.3 | 48808.5 | 48808.5 | 48125.2 | 48095.7 | 1579.61 | 0 | 0 | 51.2753 | 0 | 48044.4 | 950 | 46976.8 | 46741.9141
1382 | 1991-02-27 13:00 | 214 | 0 | 214 | 15 | 3.1 | 0.15 | 43.8817 | 211.168 | 42.3326 | 0 |  | 214 | 0 | 213.495 | 0.081434 | 0 | 199.666 | 0.081434 | 0 | 191.027 | 0 | 187.207 | 187.141 | 46329.6 | 24.7846 | 45058.7 | 45080.8 | 44957.3 | 44957.3 | 44327.8 | 44302.7 | 1570.56 | 0 | 0 | 43.0105 | 0 | 44259.7 | 950 | 43266.3 | 43049.9492
1383 | 1991-02-27 14:00 | 178 | 0 | 178 | 14.4 | 3.6 | 0.15 | 35.8621 | 227.51 | 50.6385 | 0 |  | 178 | 0 | 177.57 | 0.067734 | 0 | 166.058 | 0.067734 | 0 | 158.874 | 0 | 155.696 | 155.657 | 38535.2 | 22.3554 | 37180.1 | 37536.8 | 37431.7 | 37431.7 | 36907.7 | 36890.4 | 1574.76 | 0 | 0 | 29.8688 | 0 | 36860.5 | 950 | 35981 | 35801.1172
1384 | 1991-02-27 15:00 | 105 | 0 | 105 | 14.4 | 8.2 | 0.15 | 25.6745 | 240.119 | 61.2419 | 0 |  | 105 | 0 | 104.424 | 0.039956 | 0 | 97.6547 | 0.039956 | 0 | 93.4297 | 0 | 91.5611 | 91.5359 | 22661 | 18.1948 | 21229.5 | 21770.2 | 21698.3 | 21698.3 | 21394.6 | 21388.7 | 1569.88 | 0 | 0 | 9.9891 | 0 | 21378.7 | 950 | 20627.1 | 20523.9766
1385 | 1991-02-27 16:00 | 64 | 0 | 64 | 14.4 | 7.7 | 0.15 | 14.2319 | 250.208 | 73.1209 | 0 |  | 64 | 0 | 63.6679 | 0.024354 | 0 | 59.5378 | 0.024354 | 0 | 56.9619 | 0 | 55.8227 | 55.7948 | 13812.9 | 16.7663 | 12449.5 | 12835.6 | 12783.1 | 12783.1 | 12604.2 | 12602.1 | 1556.01 | 0 | 0 | 3.4671 | 0 | 12598.6 | 950 | 12070.1 | 12009.7832
1386 | 1991-02-27 17:00 | 7 | 0 | 7 | 13.9 | 9.8 | 0.15 | 2.0852 | 258.85 | 85.6485 | 0 |  | 7 | 0 | 6.9749 | 0.0026637 | 0 | 6.5298 | 0.0026637 | 0 | 6.2472 | 0 | 6.1222 | 6.1204 | 1515.19 | 14.1359 | 726.09 | 731.187 | 723.064 | 723.064 | 712.942 | 712.934 | 1436.68 | 0 | 0 | 0.0099707 | 0 | 712.924 | 950 | 676.485 | 673.1025
1387 | 1991-02-27 18:00 | 0 | 0 | 0 | 14.4 | 9.3 | 0.15
1388 | 1991-02-27 19:00 | 0 | 0 | 0 | 14.4 | 9.8 | 0.15
1389 | 1991-02-27 20:00 | 0 | 0 | 0 | 14.4 | 6.2 | 0.15
1390 | 1991-02-27 21:00 | 0 | 0 | 0 | 15 | 9.3 | 0.15
1391 | 1991-02-27 22:00 | 0 | 0 | 0 | 15 | 8.2 | 0.15
1392 | 1991-02-27 23:00 | 0 | 0 | 0 | 15.6 | 5.7 | 0.15
1393 | 1991-02-28 | 0 | 0 | 0 | 16.1 | 6.2 | 0.15
1394 | 1991-02-28 01:00 | 0 | 0 | 0 | 16.1 | 5.7 | 0.15
1395 | 1991-02-28 02:00 | 0 | 0 | 0 | 15.6 | 6.2 | 0.15
1396 | 1991-02-28 03:00 | 0 | 0 | 0 | 15.6 | 6.2 | 0.15
1397 | 1991-02-28 04:00 | 0 | 0 | 0 | 13.3 | 4.1 | 0.15
1398 | 1991-02-28 05:00 | 0 | 0 | 0 | 13.9 | 4.1 | 0.15
1399 | 1991-02-28 06:00 | 21 | 8 | 21 | 13.3 | 5.7 | 0.15 | 1.6437 | 100.613 | 88.3166 | 0 |  | 21 | 0 | 19.5906 | 0.0079911 | 0 | 18.348 | 0.0079911 | 0 | 17.5539 | 0 | 17.2028 | 17.195 | 4256.81 | 14.0987 | 3211.82 | 3328.11 | 3303.61 | 3303.61 | 3257.36 | 3257.2 | 1446.24 | 0 | 0 | 0.21469 | 0 | 3256.98 | 950 | 3096.96 | 3081.4792
1400 | 1991-02-28 07:00 | 59 | 0 | 59 | 14.4 | 4.6 | 0.15 | 13.8412 | 109.188 | 76.488 | 0 |  | 59 | 0 | 58.4772 | 0.022451 | 0 | 54.6966 | 0.022451 | 0 | 52.3301 | 0 | 51.2835 | 51.2542 | 12688.5 | 16.903 | 11344.3 | 11689.4 | 11639.8 | 11639.8 | 11476.8 | 11475.1 | 1558.92 | 0 | 0 | 2.8584 | 0 | 11472.3 | 950 | 10981.2 | 10926.251
1401 | 1991-02-28 08:00 | 123 | 111 | 75 | 16.1 | 5.7 | 0.15 | 25.3636 | 119.167 | 64.3204 | 0 |  | 123 | 48.4936 | 75.5785 | 0.046805 | 46.342 | 70.7726 | 0.046805 | 43.3298 | 67.7098 | 0 | 108.819 | 108.762 | 26925.1 | 21.1522 | 25502.8 | 25858.9 | 25743.5 | 25743.5 | 25383.1 | 25374.3 | 1545.09 | 0 | 0 | 14.1905 | 0 | 25360.1 | 950 | 24556.1 | 24433.3457
1402 | 1991-02-28 09:00 | 145 | 77 | 100 | 16.7 | 7.7 | 0.15 | 35.6751 | 131.623 | 53.2139 | 0 |  | 145 | 46.1519 | 100.502 | 0.055177 | 41.8446 | 94.0453 | 0.055177 | 40.4617 | 89.9759 | 0 | 127.829 | 127.738 | 31622.2 | 22.1175 | 30220.7 | 30531.1 | 30408.7 | 30408.7 | 29983 | 29970.2 | 1502.82 | 0 | 0 | 19.0284 | 0 | 29951.2 | 950 | 29108.4 | 28962.8789
1403 | 1991-02-28 10:00 | 380 | 92 | 316 | 17.2 | 7.2 | 0.15 | 43.881 | 147.803 | 44.047 | 0 |  | 380 | 66.3036 | 321.556 | 0.1446 | 56.8195 | 300.801 | 0.1446 | 55.7295 | 287.786 | 0 | 336.645 | 336.435 | 83288.8 | 31.7969 | 82583.2 | 80445 | 80224.1 | 80224.1 | 79101 | 79016.5 | 1537.34 | 0 | 0 | 131.791 | 0 | 78884.7 | 949.999 | 77459.9 | 77072.5781
1404 | 1991-02-28 11:00 | 231 | 0 | 231 | 17.2 | 8.2 | 0.15 | 48.6593 | 168.238 | 38.2822 | 0 |  | 231 | 0 | 230.189 | 0.087902 | 0 | 215.302 | 0.087902 | 0 | 205.987 | 0 | 201.867 | 201.809 | 49961.1 | 25.5664 | 48735.8 | 48619.5 | 48491 | 48491 | 47812.1 | 47782.8 | 1565.65 | 0 | 0 | 50.0248 | 0 | 47732.7 | 950 | 46670 | 46436.6172
1405 | 1991-02-28 12:00 | 232 | 0 | 232 | 16.7 | 9.3 | 0.15 | 48.7779 | 190.841 | 37.52 | 0 |  | 232 | 0 | 231.359 | 0.088283 | 0 | 216.385 | 0.088283 | 0 | 207.023 | 0 | 202.882 | 202.74 | 50190.7 | 24.6946 | 48968 | 49011.8 | 48878.9 | 48878.9 | 48194.6 | 48164.7 | 1569.72 | 0 | 0 | 50.8256 | 0 | 48113.9 | 950 | 47044.5 | 46809.3008
1406 | 1991-02-28 13:00 | 213 | 0 | 213 | 15.6 | 10.3 | 0.15 | 44.2005 | 211.456 | 42.0174 | 0 |  | 213 | 0 | 212.471 | 0.081053 | 0 | 198.707 | 0.081053 | 0 | 190.11 | 0 | 186.308 | 186.24 | 46106.1 | 22.6174 | 44832.5 | 45218 | 45102.8 | 45102.8 | 44471.3 | 44445.8 | 1564.62 | 0 | 0 | 43.1255 | 0 | 44402.7 | 950 | 43406.8 | 43189.7539
1407 | 1991-02-28 14:00 | 176 | 0 | 176 | 15.6 | 8.8 | 0.15 | 36.1275 | 227.847 | 50.3833 | 0 |  | 176 | 0 | 175.533 | 0.066973 | 0 | 164.154 | 0.066973 | 0 | 157.052 | 0 | 153.911 | 153.851 | 38088 | 21.8064 | 36728.7 | 37159.6 | 37057.6 | 37057.6 | 36538.8 | 36521.8 | 1576.42 | 0 | 0 | 29.3007 | 0 | 36492.5 | 950 | 35618.6 | 35440.4648
1408 | 1991-02-28 15:00 | 259 | 60 | 233 | 16.1 | 9.3 | 0.15 | 25.896 | 240.463 | 61.0351 | 0 |  | 259 | 28.8101 | 239.309 | 0.098557 | 20.9101 | 223.748 | 0.098557 | 19.7537 | 214.068 | 0 | 229.145 | 229.071 | 56710.8 | 25.133 | 55578.3 | 55531.7 | 55380.8 | 55380.8 | 54605.5 | 54568.1 | 1578.53 | 0 | 0 | 65.942 | 0 | 54502.2 | 950 | 53315.8 | 53049.2695
1409 | 1991-02-28 16:00 | 62 | 0 | 62 | 16.1 | 7.7 | 0.15 | 14.4221 | 250.548 | 72.9481 | 0 |  | 62 | 0 | 61.6223 | 0.023593 | 0 | 57.6267 | 0.023593 | 0 | 55.1335 | 0 | 54.0308 | 54.0089 | 13370.7 | 18.3906 | 12014.4 | 12313.6 | 12264.9 | 12264.9 | 12093.1 | 12091.2 | 1550.62 | 0 | 0 | 3.1602 | 0 | 12088.1 | 950 | 11576.2 | 11518.332
1410 | 1991-02-28 17:00 | 10 | 0 | 10 | 15.6 | 7.7 | 0.15 | 2.2557 | 259.19 | 85.5078 | 0 |  | 10 | 0 | 9.9327 | 0.0038053 | 0 | 9.2947 | 0.0038053 | 0 | 8.8925 | 0 | 8.7146 | 8.7125 | 2156.91 | 15.9695 | 1283.79 | 1308.19 | 1299.3 | 1299.3 | 1281.11 | 1281.09 | 1497.55 | 0 | 0 | 0.034098 | 0 | 1281.05 | 950 | 1216.14 | 1210.0587
1411 | 1991-02-28 18:00 | 0 | 0 | 0 | 16.1 | 8.2 | 0.15
1412 | 1991-02-28 19:00 | 0 | 0 | 0 | 15.6 | 5.2 | 0.15
1413 | 1991-02-28 20:00 | 0 | 0 | 0 | 15 | 4.1 | 0.15
1414 | 1991-02-28 21:00 | 0 | 0 | 0 | 14.9 | 4.1 | 0.15
1415 | 1991-02-28 22:00 | 0 | 0 | 0 | 14.8 | 4.1 | 0.15
1416 | 1991-02-28 23:00 | 0 | 0 | 0 | 14.7 | 4.1 | 0.15
1417 | 1979-03-01 | 0 | 0 | 0 | 14.7 | 4.1 | -9900
1418 | 1979-03-01 01:00 | 0 | 0 | 0 | 14.6 | 4.1 | -9900
1419 | 1979-03-01 02:00 | 0 | 0 | 0 | 14.5 | 4.1 | -9900
1420 | 1979-03-01 03:00 | 0 | 0 | 0 | 14.4 | 4.1 | -9900
1421 | 1979-03-01 04:00 | 0 | 0 | 0 | 14.4 | 4.3 | -9900
1422 | 1979-03-01 05:00 | 0 | 0 | 0 | 14.4 | 4.4 | -9900
1423 | 1979-03-01 06:00 | 17 | 6 | 16 | 14.4 | 4.6 | -9900 | 1.8661 | 100.346 | 88.2168 | 0 |  | 17 | 0.35735 | 16.702 | 0.006469 | 0.31381 | 15.6065 | 0.006469 | 0.1208 | 14.9314 | 0 | 14.7511 | 14.7453 | 3650.41 | 15.1201 | 2645.9 | 2728.64 | 2712.87 | 2712.87 | 2674.89 | 2674.78 | 1446.8 | 0 | 0 | 0.13624 | 0 | 2674.64 | 950 | 2541.96 | 2529.2483
1424 | 1979-03-01 07:00 | 73 | 10 | 71 | 14 | 5.6 | -9900 | 14.0784 | 108.926 | 76.2691 | 0 |  | 73 | 1.9489 | 70.3528 | 0.027779 | 1.8787 | 65.8161 | 0.027779 | 1.5779 | 62.9683 | 0 | 63.2553 | 63.2244 | 15651.9 | 16.9503 | 14263.7 | 14695.6 | 14638.1 | 14638.1 | 14433.2 | 14430.4 | 1542.36 | 0 | 0 | 4.4843 | 0 | 14425.9 | 950 | 13841.6 | 13772.4062
1425 | 1979-03-01 08:00 | 158 | 6 | 155 | 13.7 | 6.7 | -9900 | 25.624 | 118.911 | 64.0781 | 0 |  | 158 | 3.0285 | 153.939 | 0.060124 | 2.8953 | 144.022 | 0.060124 | 2.7099 | 137.79 | 0 | 137.69 | 137.645 | 34076.3 | 19.8094 | 32684.3 | 33310.5 | 33209.6 | 33209.6 | 32744.6 | 32730.7 | 1564.09 | 0 | 0 | 23.4209 | 0 | 32707.3 | 950 | 31844.8 | 31685.584
1426 | 1979-03-01 09:00 | 149 | 11 | 142 | 13.3 | 7.7 | -9900 | 35.9665 | 131.389 | 52.9387 | 0 |  | 149 | 7.1745 | 141.02 | 0.056699 | 6.5061 | 131.903 | 0.056699 | 6.2945 | 126.196 | 0 | 129.84 | 129.797 | 32132.8 | 18.8048 | 30727.9 | 31431.3 | 31329.9 | 31329.9 | 30891.3 | 30878.9 | 1564.8 | 0 | 0 | 20.8554 | 0 | 30858.1 | 950 | 30000.8 | 29850.7773
1427 | 1979-03-01 10:00 | 307 | 9 | 301 | 12.9 | 7.2 | -9900 | 44.2067 | 147.634 | 43.7324 | 0 |  | 307 | 6.2122 | 300.377 | 0.11682 | 5.3233 | 280.995 | 0.11682 | 5.2232 | 268.837 | 0 | 268.579 | 268.437 | 66455.4 | 24.5466 | 65469.2 | 65552.6 | 65379 | 65379 | 64463.7 | 64410.7 | 1575.08 | 0 | 0 | 91.1086 | 0 | 64319.5 | 949.999 | 63014 | 62698.9727
1428 | 1979-03-01 11:00 | 325 | 6 | 320 | 12.6 | 6.7 | -9900 | 49.0064 | 168.205 | 37.9379 | 0 |  | 325 | 5.2219 | 319.767 | 0.12367 | 4.6933 | 299.105 | 0.12367 | 4.631 | 286.163 | 0 | 284.978 | 284.935 | 70540.2 | 25.2469 | 69619.4 | 69524 | 69351.5 | 69351.5 | 68380.4 | 68319.2 | 1555.42 | 0 | 0 | 100.401 | 0 | 68218.8 | 949.999 | 66872.6 | 66538.2422
1429 | 1979-03-01 12:00 | 216 | 3 | 214 | 12.2 | 6.2 | -9900 | 49.1127 | 190.985 | 37.1842 | 0 |  | 216 | 2.1073 | 213.254 | 0.082195 | 2.0183 | 199.45 | 0.082195 | 1.9925 | 190.821 | 0 | 188.957 | 188.879 | 46759.7 | 20.7763 | 45494 | 46192 | 46069.7 | 46069.7 | 45424.7 | 45398.5 | 1574.73 | 0 | 0 | 45.4432 | 0 | 45353.1 | 950 | 44338.5 | 44116.7969
1430 | 1979-03-01 13:00 | 309 | 5 | 306 | 12.2 | 6.5 | -9900 | 44.4926 | 211.721 | 41.7286 | 0 |  | 309 | 3.194 | 306.542 | 0.11758 | 3.1411 | 286.68 | 0.11758 | 3.0877 | 274.277 | 0 | 271.818 | 271.7 | 67263.4 | 24.3697 | 66289.7 | 66419 | 66244.3 | 66244.3 | 65316.8 | 65262.3 | 1570.65 | 0 | 0 | 92.9987 | 0 | 65169.3 | 949.999 | 63852.3 | 63533.0117
1431 | 1979-03-01 14:00 | 261 | 3 | 260 | 12.2 | 6.9 | -9900 | 36.3708 | 228.155 | 50.1493 | 0 |  | 261 | 1.0801 | 260.727 | 0.099318 | 0.90096 | 243.806 | 0.099318 | 0.87543 | 233.258 | 0 | 229.451 | 229.386 | 56787.6 | 22.2891 | 55655.5 | 56192.3 | 56049.5 | 56049.5 | 55264.8 | 55225.8 | 1576.34 | 0 | 0 | 67.25 | 0 | 55158.5 | 950 | 53961.9 | 53692.0508
1432 | 1979-03-01 15:00 | 125 | 0 | 125 | 12.2 | 7.2 | -9900 | 26.0994 | 240.777 | 60.8451 | 0 |  | 125 | 0 | 124.576 | 0.047566 | 0 | 116.495 | 0.047566 | 0 | 111.455 | 0 | 109.226 | 109.18 | 27028.9 | 16.937 | 25600.2 | 26369.8 | 26284 | 26284 | 25916 | 25907.3 | 1570.05 | 0 | 0 | 14.7756 | 0 | 25892.6 | 950 | 25072.3 | 24946.918
1433 | 1979-03-01 16:00 | 94 | 27 | 87 | 12.2 | 6.5 | -9900 | 14.5973 | 250.859 | 72.7888 | 0 |  | 94 | 8.2113 | 87.3405 | 0.03577 | 4.9877 | 81.6945 | 0.03577 | 4.3355 | 78.1598 | 0 | 80.8454 | 80.8281 | 20010.2 | 15.8204 | 18588.6 | 19227.2 | 19149 | 19149 | 18880.9 | 18876.2 | 1552.56 | 0 | 0 | 7.6367 | 0 | 18868.6 | 950 | 18171.3 | 18080.4297
1434 | 1979-03-01 17:00 | 31 | 31 | 27 | 12.2 | 5.9 | -9900 | 2.4133 | 259.501 | 85.3775 | 0 |  | 31 | 3.702 | 26.6222 | 0.011796 | 1.8707 | 24.8107 | 0.011796 | 0.88037 | 23.7381 | 0 | 24.1261 | 24.1098 | 5969.03 | 13.3098 | 4830.52 | 5031.19 | 4997.19 | 4997.19 | 4927.23 | 4926.89 | 1524.08 | 0 | 0 | 0.48907 | 0 | 4926.4 | 950 | 4690.45 | 4666.9971
1435 | 1979-03-01 18:00 | 0 | 0 | 0 | 12.2 | 5.2 | -9900
1436 | 1979-03-01 19:00 | 0 | 0 | 0 | 12.4 | 5.7 | -9900
1437 | 1979-03-01 20:00 | 0 | 0 | 0 | 12.6 | 6.2 | -9900
1438 | 1979-03-01 21:00 | 0 | 0 | 0 | 12.8 | 6.7 | -9900
1439 | 1979-03-01 22:00 | 0 | 0 | 0 | 11.9 | 5.5 | -9900
1440 | 1979-03-01 23:00 | 0 | 0 | 0 | 10.9 | 4.3 | -9900
1441 | 1979-03-02 | 0 | 0 | 0 | 10 | 3.1 | -9900
1442 | 1979-03-02 01:00 | 0 | 0 | 0 | 9.4 | 2.6 | -9900
1443 | 1979-03-02 02:00 | 0 | 0 | 0 | 8.9 | 2 | -9900
1444 | 1979-03-02 03:00 | 0 | 0 | 0 | 8.3 | 1.5 | -9900
1445 | 1979-03-02 04:00 | 0 | 0 | 0 | 8.7 | 1.7 | -9900
1446 | 1979-03-02 05:00 | 0 | 0 | 0 | 9 | 1.9 | -9900
1447 | 1979-03-02 06:00 | 33 | 89 | 23 | 9.4 | 2.1 | -9900 | 2.1162 | 100.055 | 88.0886 | 0 |  | 33 | 3.8299 | 20.3714 | 0.012557 | 3.3876 | 19.1235 | 0.012557 | 1.3683 | 18.2954 | 0 | 19.2704 | 19.2646 | 4768.94 | 10.4541 | 3698.24 | 3879.4 | 3850.44 | 3850.44 | 3796.53 | 3796.26 | 1434.49 | 0 | 0 | 0.31798 | 0 | 3795.94 | 950 | 3611.64 | 3593.5774
1448 | 1979-03-02 07:00 | 147 | 311 | 71 | 10.9 | 2.6 | -9900 | 14.3443 | 108.641 | 76.0232 | 0 |  | 147 | 73.9908 | 71.142 | 0.055938 | 71.3483 | 66.7239 | 0.055938 | 60.1814 | 63.8353 | 0 | 121.536 | 121.457 | 30064.8 | 17.3965 | 28662.2 | 29440.3 | 29200.6 | 29200.6 | 28791.8 | 28779.5 | 1512.88 | 0 | 0 | 18.0365 | 0 | 28761.4 | 950 | 27942.8 | 27803.0977
1449 | 1979-03-02 08:00 | 372 | 593 | 115 | 12.4 | 3.1 | -9900 | 25.9148 | 118.634 | 63.807 | 0 |  | 372 | 259.222 | 117.273 | 0.14156 | 248.138 | 109.903 | 0.14156 | 232.522 | 105.146 | 0 | 330.914 | 330.71 | 81868.2 | 29.6911 | 81152.7 | 79540.6 | 79139.8 | 79139.8 | 78031.6 | 77944.9 | 1508.4 | 0 | 0 | 131.516 | 0 | 77813.4 | 949.999 | 76423.3 | 76041.1797
1450 | 1979-03-02 09:00 | 492 | 486 | 206 | 13.9 | 3.6 | -9900 | 36.291 | 131.135 | 52.632 | 0 |  | 492 | 292.919 | 209.953 | 0.18722 | 266.331 | 196.61 | 0.18722 | 257.817 | 188.101 | 0 | 437 | 436.657 | 108092 | 36.217 | 107830 | 102949 | 102533 | 102533 | 101098 | 100940 | 1471.16 | 0 | 0 | 208.732 | 0 | 100731 | 949.999 | 99046.1 | 98550.8906
1451 | 1979-03-02 10:00 | 424 | 293 | 220 | 14.5 | 4.1 | -9900 | 44.5681 | 147.453 | 43.3831 | 0 |  | 424 | 211.079 | 223.832 | 0.16134 | 180.866 | 209.489 | 0.16134 | 177.533 | 200.424 | 0 | 370.398 | 370.162 | 91639.7 | 32.9929 | 91093.5 | 88073 | 87764.3 | 87764.3 | 86535.6 | 86418.1 | 1457.85 | 0 | 0 | 143.647 | 0 | 86274.5 | 950 | 84807.8 | 84383.7969
1452 | 1979-03-02 11:00 | 661 | 560 | 238 | 15 | 4.7 | -9900 | 49.39 | 168.178 | 37.5572 | 0 |  | 661 | 441.494 | 245.825 | 0.25153 | 398.63 | 230.043 | 0.25153 | 393.46 | 220.089 | 0 | 601.279 | 600.83 | 148745 | 44.2086 | 149105 | 137678 | 137023 | 137023 | 135103 | 134827 | 1472.89 | 0 | 0 | 347.432 | 0 | 134480 | 950 | 132221 | 131559.4375
1453 | 1979-03-02 12:00 | 747 | 712 | 208 | 15.6 | 5.2 | -9900 | 49.4805 | 191.155 | 36.8152 | 0 |  | 747 | 567.528 | 217.423 | 0.28426 | 543.552 | 203.395 | 0.28426 | 536.782 | 194.594 | 0 | 716.749 | 716.146 | 177284 | 49.6314 | 177964 | 161166 | 160534 | 160534 | 158286 | 157935 | 1526.38 | 0 | 0 | 494.252 | 0 | 157441 | 950 | 154731 | 153957.0781
1454 | 1979-03-02 13:00 | 681 | 744 | 159 | 15.8 | 5.4 | -9900 | 44.8112 | 212.022 | 41.414 | 0 |  | 681 | 555.33 | 167.794 | 0.25914 | 546.14 | 156.899 | 0.25914 | 537.025 | 150.111 | 0 | 673.393 | 673.129 | 166648 | 47.4975 | 167257 | 153201 | 152404 | 152404 | 150270 | 149969 | 1550.84 | 0 | 0 | 468.013 | 0 | 149501 | 950 | 146967 | 146232.0312
1455 | 1979-03-02 14:00 | 562 | 749 | 116 | 15.9 | 5.5 | -9900 | 36.6343 | 228.503 | 49.8965 | 0 |  | 562 | 481.251 | 123.462 | 0.21386 | 401.184 | 115.387 | 0.21386 | 389.976 | 110.395 | 0 | 490.364 | 490.021 | 121337 | 38.8702 | 121320 | 113910 | 113396 | 113396 | 111802 | 111556 | 1421.71 | 0 | 0 | 201.35 | 0 | 111355 | 950 | 109505 | 108957.2734
1456 | 1979-03-02 15:00 | 412 | 726 | 91 | 16.1 | 5.7 | -9900 | 26.3184 | 241.129 | 60.6413 | 0 |  | 412 | 354.719 | 97.4362 | 0.15678 | 255.482 | 91.0085 | 0.15678 | 241.665 | 87.0721 | 0 | 322.162 | 322.43 | 79835.5 | 31.0773 | 79164.8 | 76500.6 | 76012.8 | 76012.8 | 73006.6 | 72886.6 | 1419.88 | 0 | 0 | 79.0794 | 0 | 72807.5 | 939.309 | 71527 | 71169.3516
1457 | 1979-03-02 16:00 | 193 | 528 | 58 | 15.2 | 4.5 | -9900 | 14.7852 | 251.205 | 72.6188 | 0 |  | 193 | 157.889 | 62.9429 | 0.073442 | 96.4344 | 58.7303 | 0.073442 | 84.0092 | 56.1906 | 0 | 137.396 | 137.309 | 33996.5 | 21.9361 | 32689.9 | 32872.5 | 32505.4 | 32505.4 | 31827.7 | 31812 | 1515.27 | 0 | 0 | 22.2752 | 0 | 31789.7 | 943.846 | 30981.5 | 30826.5625
1458 | 1979-03-02 17:00 | 37 | 110 | 25 | 14.2 | 3.3 | -9900 | 2.582 | 259.847 | 85.2388 | 0 |  | 37 | 11.438 | 24.9161 | 0.01408 | 5.8 | 23.1992 | 0.01408 | 2.774 | 22.1964 | 0 | 24.471 | 24.4678 | 6058.08 | 15.4677 | 4920.28 | 5086.76 | 5044.43 | 5044.43 | 4973.81 | 4973.39 | 1425.59 | 0 | 0 | 0.43825 | 0 | 4972.95 | 950 | 4735.24 | 4711.5674
1459 | 1979-03-02 18:00 | 0 | 0 | 0 | 13.3 | 2.1 | -9900
1460 | 1979-03-02 19:00 | 0 | 0 | 0 | 13.1 | 2.4 | -9900
1461 | 1979-03-02 20:00 | 0 | 0 | 0 | 13 | 2.8 | -9900
1462 | 1979-03-02 21:00 | 0 | 0 | 0 | 12.8 | 3.1 | -9900
1463 | 1979-03-02 22:00 | 0 | 0 | 0 | 11.9 | 2.9 | -9900
1464 | 1979-03-02 23:00 | 0 | 0 | 0 | 10.9 | 2.8 | -9900
1465 | 1979-03-03 | 0 | 0 | 0 | 10 | 2.6 | -9900
1466 | 1979-03-03 01:00 | 0 | 0 | 0 | 9.8 | 2.2 | -9900
1467 | 1979-03-03 02:00 | 0 | 0 | 0 | 9.6 | 1.9 | -9900
1468 | 1979-03-03 03:00 | 0 | 0 | 0 | 9.4 | 1.5 | -9900
1469 | 1979-03-03 04:00 | 0 | 0 | 0 | 9 | 1.7 | -9900
1470 | 1979-03-03 05:00 | 0 | 0 | 0 | 8.7 | 1.9 | -9900
1471 | 1979-03-03 06:00 | 38 | 143 | 22 | 8.3 | 2.1 | -9900 | 2.3689 | 99.7639 | 87.9586 | 0 |  | 38 | 6.5442 | 19.4378 | 0.01446 | 5.8179 | 18.2577 | 0.01446 | 2.4415 | 17.467 | 0 | 19.5103 | 19.4994 | 4826.87 | 9.367 | 3757.68 | 3954.73 | 3918.87 | 3918.87 | 3864.01 | 3863.69 | 1433.02 | 0 | 0 | 0.34761 | 0 | 3863.34 | 950 | 3676.51 | 3658.126
1472 | 1979-03-03 07:00 | 194 | 567 | 53 | 10.3 | 2.3 | -9900 | 14.6126 | 108.355 | 75.775 | 0 |  | 194 | 137.151 | 53.4577 | 0.073823 | 132.269 | 50.1737 | 0.073823 | 112.031 | 48.0012 | 0 | 156.832 | 156.625 | 38768.7 | 18.7927 | 37441 | 38215.8 | 37820.9 | 37820.9 | 37291.4 | 37269.5 | 1494.35 | 0 | 0 | 30.1161 | 0 | 37239.4 | 950 | 36336.1 | 36154.3906
1473 | 1979-03-03 08:00 | 393 | 626 | 118 | 12.4 | 2.4 | -9900 | 26.2079 | 118.354 | 63.5338 | 0 |  | 393 | 277.149 | 120.259 | 0.14955 | 265.522 | 112.697 | 0.14955 | 249.095 | 107.819 | 0 | 349.776 | 349.411 | 86498.5 | 31.2601 | 85861.9 | 83650.2 | 83223 | 83223 | 82057.8 | 81961.9 | 1514.07 | 0 | 0 | 146.297 | 0 | 81815.6 | 949.999 | 80401 | 79998.9922
1474 | 1979-03-03 09:00 | 565 | 760 | 114 | 14.4 | 2.6 | -9900 | 36.6176 | 130.88 | 52.3232 | 0 |  | 565 | 461.585 | 117.545 | 0.215 | 420.587 | 110.094 | 0.215 | 407.375 | 105.33 | 0 | 502.451 | 502.384 | 124357 | 41.2715 | 124383 | 116027 | 115576 | 115576 | 113059 | 112856 | 1465.57 | 0 | 0 | -242.917 | 0 | 113099 | 950 | 111182 | 110626.0703
1475 | 1979-03-03 10:00 | 688 | 802 | 125 | 15.7 | 3.6 | -9900 | 44.9316 | 147.271 | 43.0316 | 0 |  | 688 | 582.161 | 129.778 | 0.26181 | 502.773 | 121.504 | 0.26181 | 493.692 | 116.246 | 0 | 597.739 | 597.51 | 147927 | 46.238 | 148268 | 134657 | 133923 | 133923 | 129295 | 129011 | 1443.83 | 0 | 0 | -2408.96 | 0 | 131420 | 950 | 129144 | 128497.9844
1476 | 1979-03-03 11:00 | 744 | 700 | 212 | 17 | 4.7 | -9900 | 49.7756 | 168.154 | 37.1744 | 0 |  | 744 | 554.909 | 220.288 | 0.28311 | 501.022 | 206.159 | 0.28311 | 494.683 | 197.238 | 0 | 678.083 | 677.14 | 167637 | 49.9183 | 168183 | 151355 | 150605 | 150605 | 148496 | 148153 | 1461.03 | 0 | 0 | 409.814 | 0 | 147743 | 950 | 145220 | 144493.9062
1477 | 1979-03-03 12:00 | 610 | 491 | 236 | 18.3 | 5.7 | -9900 | 49.8493 | 191.33 | 36.4451 | 0 |  | 610 | 393.534 | 244.905 | 0.23212 | 376.906 | 229.096 | 0.23212 | 372.324 | 219.184 | 0 | 579.678 | 578.934 | 143319 | 45.1923 | 143625 | 132633 | 132118 | 132118 | 130268 | 130032 | 1520.16 | 0 | 0 | 337.45 | 0 | 129695 | 950 | 127543 | 126905.4297
1478 | 1979-03-03 13:00 | 686 | 787 | 130 | 17.9 | 5.5 | -9900 | 45.1294 | 212.331 | 41.0999 | 0 |  | 686 | 591.055 | 137.018 | 0.26104 | 581.271 | 128.122 | 0.26104 | 571.756 | 122.579 | 0 | 680.448 | 680.109 | 168375 | 49.7808 | 169002 | 153342 | 152540 | 152540 | 150405 | 150097 | 1543.59 | 0 | 0 | 466.78 | 0 | 149630 | 950 | 147093 | 146357.6406
1479 | 1979-03-03 14:00 | 576 | 680 | 169 | 17.6 | 5.4 | -9900 | 36.8968 | 228.857 | 49.6452 | 0 |  | 576 | 438.751 | 177.988 | 0.21918 | 364.772 | 166.36 | 0.21918 | 354.724 | 159.164 | 0 | 503.61 | 502.97 | 124541 | 41.2847 | 124556 | 116055 | 115324 | 115324 | 113629 | 113381 | 1425.28 | 0 | 0 | 133.844 | 0 | 113247 | 950 | 111373 | 110815.8281
1480 | 1979-03-03 15:00 | 379 | 521 | 147 | 17.2 | 5.2 | -9900 | 26.5361 | 241.485 | 60.439 | 0 |  | 379 | 256.01 | 154.116 | 0.14422 | 184.253 | 143.989 | 0.14422 | 174.405 | 137.761 | 0 | 305.922 | 306.083 | 75783.7 | 31.7451 | 74992.9 | 72632 | 72198.3 | 72198.3 | 70843.8 | 70734.7 | 1398.26 | 0 | 0 | -101.77 | 0 | 70836.4 | 950 | 69522.6 | 69175
1481 | 1979-03-03 16:00 | 192 | 472 | 71 | 16.5 | 4.7 | -9900 | 14.9718 | 251.555 | 72.4503 | 0 |  | 192 | 141.103 | 76.2981 | 0.073062 | 87.1015 | 71.2086 | 0.073062 | 76.0541 | 68.1291 | 0 | 141.3 | 141.385 | 35003.8 | 23.3733 | 33683.5 | 33729 | 33302.1 | 33302.1 | 32759.6 | 32743.2 | 1509.13 | 0 | 0 | 22.5408 | 0 | 32720.7 | 946.879 | 31880.4 | 31721.0449
1482 | 1979-03-03 17:00 | 39 | 123 | 25 | 15.7 | 4.1 | -9900 | 2.7498 | 260.195 | 85.1013 | 0 |  | 39 | 13.7287 | 25.0642 | 0.014841 | 6.977 | 23.3342 | 0.014841 | 3.3841 | 22.3256 | 0 | 25.1955 | 25.1933 | 6237.92 | 16.9586 | 5093.6 | 5239.1 | 5194.5 | 5194.5 | 5121.78 | 5121.3 | 1409.89 | 0 | 0 | 0.44674 | 0 | 5120.86 | 950 | 4876.78 | 4852.3984
1483 | 1979-03-03 18:00 | 0 | 0 | 0 | 15 | 3.6 | -9900
1484 | 1979-03-03 19:00 | 0 | 0 | 0 | 14.4 | 3.3 | -9900
1485 | 1979-03-03 20:00 | 0 | 0 | 0 | 13.9 | 2.9 | -9900
1486 | 1979-03-03 21:00 | 0 | 0 | 0 | 13.3 | 2.6 | -9900
1487 | 1979-03-03 22:00 | 0 | 0 | 0 | 12.8 | 1.7 | -9900
1488 | 1979-03-03 23:00 | 0 | 0 | 0 | 12.2 | 0.9 | -9900
1489 | 1979-03-04 | 0 | 0 | 0 | 11.7 | 0 | -9900
1490 | 1979-03-04 01:00 | 0 | 0 | 0 | 11.1 | 0.7 | -9900
1491 | 1979-03-04 02:00 | 0 | 0 | 0 | 10.6 | 1.4 | -9900
1492 | 1979-03-04 03:00 | 0 | 0 | 0 | 10 | 2.1 | -9900
1493 | 1979-03-04 04:00 | 0 | 0 | 0 | 9.8 | 1.4 | -9900
1494 | 1979-03-04 05:00 | 0 | 0 | 0 | 9.6 | 0.7 | -9900
1495 | 1979-03-04 06:00 | 39 | 154 | 22 | 9.4 | 0 | -9900 | 2.6241 | 99.4722 | 87.8271 | 0 |  | 39 | 7.4004 | 20.0695 | 0.014841 | 6.6119 | 18.841 | 0.014841 | 2.8723 | 18.0251 | 0 | 20.4794 | 20.4556 | 5063.55 | 10.6315 | 3981.39 | 4175.24 | 4136.74 | 4136.74 | 4078.83 | 4078.47 | 1392.23 | 0 | 0 | 0.37302 | 0 | 4078.1 | 950 | 3881.61 | 3862.2041
1496 | 1979-03-04 07:00 | 190 | 549 | 51 | 11.8 | 1.5 | -9900 | 14.8832 | 108.068 | 75.5246 | 0 |  | 190 | 135.09 | 51.4355 | 0.072301 | 130.299 | 48.2773 | 0.072301 | 110.808 | 46.187 | 0 | 153.855 | 153.702 | 38045.2 | 20.4432 | 36710.7 | 37245.3 | 36860.2 | 36860.2 | 36344.2 | 36323.7 | 1504.47 | 0 | 0 | 28.8955 | 0 | 36294.8 | 950 | 35407.8 | 35230.7461
1497 | 1979-03-04 08:00 | 417 | 793 | 66 | 14.3 | 3.1 | -9900 | 26.503 | 118.074 | 63.2586 | 0 |  | 417 | 353.457 | 67.8302 | 0.15868 | 339.293 | 63.5786 | 0.15868 | 318.653 | 60.8266 | 0 | 371.89 | 371.458 | 91956.1 | 33.7216 | 91424 | 88190.2 | 87653.6 | 87653.6 | 86426.4 | 86317.6 | 1508.13 | 0 | 0 | 162.085 | 0 | 86155.5 | 949.999 | 84705.7 | 84282.1562
1498 | 1979-03-04 09:00 | 607 | 886 | 78 | 16.7 | 4.6 | -9900 | 36.9463 | 130.623 | 52.0126 | 0 |  | 607 | 541.04 | 80.4195 | 0.23098 | 493.678 | 75.3014 | 0.23098 | 478.444 | 72.0427 | 0 | 539.476 | 539.155 | 133458 | 43.0299 | 133634 | 123701 | 123068 | 123068 | 119270 | 119042 | 1464.82 | 0 | 0 | -759.845 | 0 | 119802 | 950 | 117754 | 117165.5
1499 | 1979-03-04 10:00 | 736 | 910 | 92 | 18 | 4.8 | -9900 | 45.2972 | 147.088 | 42.6782 | 0 |  | 736 | 665.494 | 95.087 | 0.28007 | 574.71 | 89.0043 | 0.28007 | 564.55 | 85.1528 | 0 | 636.709 | 636.364 | 157546 | 48.7956 | 157986 | 141719 | 140902 | 140902 | 134479 | 134165 | 1450.88 | 0 | 0 | -2849.4 | 0 | 137015 | 950 | 134604 | 133930.8125
1500 | 1979-03-04 11:00 | 814 | 936 | 98 | 19.3 | 5 | -9900 | 50.1632 | 168.131 | 36.7896 | 0 |  | 814 | 746.366 | 101.616 | 0.30975 | 673.868 | 95.0849 | 0.30975 | 665.555 | 90.9706 | 0 | 741.395 | 740.248 | 183260 | 54.7983 | 183887 | 161380 | 160489 | 160489 | 156024 | 155627 | 1458.21 | 0 | 0 | -1758.52 | 0 | 157386 | 950 | 154659 | 153885.7344
1501 | 1979-03-04 12:00 | 813 | 920 | 108 | 20.6 | 5.2 | -9900 | 50.2192 | 191.513 | 36.074 | 0 |  | 813 | 741.333 | 112.313 | 0.30937 | 710.005 | 105.06 | 0.30937 | 701.582 | 100.515 | 0 | 786.055 | 785.149 | 194364 | 57.9104 | 195122 | 170304 | 169615 | 169615 | 167239 | 166834 | 1506.83 | 0 | 0 | 535.642 | 0 | 166298 | 950 | 163390 | 162572.9375
1502 | 1979-03-04 13:00 | 743 | 914 | 94 | 20.2 | 5.9 | -9900 | 45.4474 | 212.647 | 40.7863 | 0 |  | 743 | 689.402 | 98.3574 | 0.28273 | 677.988 | 91.9747 | 0.28273 | 667.102 | 87.9955 | 0 | 739.995 | 739.686 | 183125 | 54.2482 | 183875 | 163702 | 162847 | 162847 | 160567 | 160221 | 1551.52 | 0 | 0 | 531.678 | 0 | 159689 | 950 | 156932 | 156146.9062
1503 | 1979-03-04 14:00 | 610 | 876 | 83 | 19.8 | 6.5 | -9900 | 37.158 | 229.216 | 49.3952 | 0 |  | 610 | 567.578 | 87.3803 | 0.23212 | 471.019 | 81.6801 | 0.23212 | 458.226 | 78.1466 | 0 | 525.645 | 524.903 | 129980 | 43.3109 | 130108 | 119662 | 118790 | 118790 | 115527 | 115256 | 1413.44 | 0 | 0 | -897.423 | 0 | 116154 | 950 | 114200 | 113628.8984
1504 | 1979-03-04 15:00 | 427 | 809 | 64 | 19.4 | 7.2 | -9900 | 26.7525 | 241.846 | 60.2385 | 0 |  | 427 | 400.012 | 67.9619 | 0.16249 | 286.68 | 63.4989 | 0.16249 | 271.529 | 60.7522 | 0 | 325.635 | 325.794 | 80673.9 | 33.5351 | 80064.5 | 76484 | 75849.8 | 75849.8 | 72015 | 71921.8 | 1485.38 | 0 | 0 | 103.371 | 0 | 71818.4 | 932.587 | 70577.2 | 70224.2969
1505 | 1979-03-04 16:00 | 212 | 643 | 44 | 18.5 | 5.8 | -9900 | 15.1573 | 251.908 | 72.2832 | 0 |  | 212 | 195.352 | 47.9659 | 0.080672 | 120.932 | 44.7556 | 0.080672 | 105.804 | 42.8202 | 0 | 145.651 | 145.611 | 36049 | 25.2331 | 34802.4 | 34501.4 | 33868 | 33868 | 33059.7 | 33041.6 | 1506.16 | 0 | 0 | 25.09 | 0 | 33016.5 | 942.254 | 32202 | 32040.9473
1506 | 1979-03-04 17:00 | 44 | 202 | 21 | 17.6 | 4.5 | -9900 | 2.9167 | 260.546 | 84.9648 | 0 |  | 44 | 23.1807 | 21.3324 | 0.016743 | 11.8089 | 19.8576 | 0.016743 | 5.8158 | 18.9993 | 0 | 24.3188 | 24.3294 | 6024.75 | 18.7936 | 4900.73 | 5005.33 | 4938.09 | 4938.09 | 4864.54 | 4863.84 | 1196.54 | 0 | 0 | 0.20328 | 0 | 4863.64 | 943.796 | 4632.97 | 4609.8022
1507 | 1979-03-04 18:00 | 0 | 0 | 0 | 16.7 | 3.1 | -9900
1508 | 1979-03-04 19:00 | 0 | 0 | 0 | 16.3 | 3.1 | -9900
1509 | 1979-03-04 20:00 | 0 | 0 | 0 | 16 | 3.1 | -9900
1510 | 1979-03-04 21:00 | 0 | 0 | 0 | 15.6 | 3.1 | -9900
1511 | 1979-03-04 22:00 | 0 | 0 | 0 | 15 | 2.1 | -9900
1512 | 1979-03-04 23:00 | 0 | 0 | 0 | 14.5 | 1 | -9900
1513 | 1979-03-05 | 0 | 0 | 0 | 13.9 | 0 | -9900
1514 | 1979-03-05 01:00 | 0 | 0 | 0 | 13.3 | 0 | -9900
1515 | 1979-03-05 02:00 | 0 | 0 | 0 | 12.8 | 0 | -9900
1516 | 1979-03-05 03:00 | 0 | 0 | 0 | 12.2 | 0 | -9900
1517 | 1979-03-05 04:00 | 0 | 0 | 0 | 12.2 | 0 | -9900
1518 | 1979-03-05 05:00 | 0 | 0 | 0 | 12.2 | 0 | -9900
1519 | 1979-03-05 06:00 | 39 | 156 | 22 | 12.2 | 0 | -9900 | 2.8818 | 99.1802 | 87.6943 | 0 |  | 39 | 7.8518 | 19.9453 | 0.014841 | 7.0527 | 18.7387 | 0.014841 | 3.1572 | 17.9271 | 0 | 20.6626 | 20.6494 | 5111.57 | 13.4432 | 4028.98 | 4186.91 | 4148.13 | 4148.13 | 4090.06 | 4089.69 | 1426.61 | 0 | 0 | 0.38908 | 0 | 4089.3 | 950 | 3892.57 | 3873.1082
1520 | 1979-03-05 07:00 | 205 | 582 | 55 | 15 | 0.7 | -9900 | 15.1558 | 107.78 | 75.272 | 0 |  | 205 | 145.661 | 55.4293 | 0.078009 | 140.573 | 52.0186 | 0.078009 | 120.01 | 49.7664 | 0 | 166.381 | 166.242 | 41149.1 | 24.6949 | 39844.6 | 39788.3 | 39378.6 | 39378.6 | 38827.3 | 38803.6 | 1490.82 | 0 | 0 | 32.6561 | 0 | 38771 | 950 | 37844.5 | 37655.3047
1521 | 1979-03-05 08:00 | 393 | 684 | 87 | 17.8 | 1.4 | -9900 | 26.8 | 117.792 | 62.9816 | 0 |  | 393 | 307.898 | 88.98 | 0.14955 | 295.546 | 83.4064 | 0.14955 | 277.877 | 79.7961 | 0 | 350.52 | 350.268 | 86711.5 | 37.5865 | 86083.5 | 81812.9 | 81337.4 | 81337.4 | 80198.7 | 80105.7 | 1505.12 | 0 | 0 | 139.243 | 0 | 79966.5 | 949.999 | 78564.5 | 78171.6484
1522 | 1979-03-05 09:00 | 586 | 745 | 138 | 20.6 | 2.1 | -9900 | 37.2767 | 130.365 | 51.7003 | 0 |  | 586 | 457.882 | 142.019 | 0.22299 | 418.591 | 133.03 | 0.22299 | 405.902 | 127.272 | 0 | 522.51 | 522.338 | 129298 | 49.1816 | 129395 | 116900 | 116328 | 116328 | 113991 | 113784 | 1456.07 | 0 | 0 | -324.808 | 0 | 114109 | 950 | 112174 | 111613.125
1523 | 1979-03-05 10:00 | 718 | 759 | 178 | 21.9 | 2.9 | -9900 | 45.6648 | 146.904 | 42.3229 | 0 |  | 718 | 557.671 | 184.162 | 0.27322 | 481.569 | 172.424 | 0.27322 | 473.238 | 164.962 | 0 | 625.437 | 624.984 | 154727 | 54.8759 | 155125 | 135946 | 135251 | 135251 | 132074 | 131784 | 1445.47 | 0 | 0 | -952.006 | 0 | 132736 | 950 | 130447 | 129794.7109
1524 | 1979-03-05 11:00 | 683 | 521 | 283 | 23.1 | 3.8 | -9900 | 50.5525 | 168.111 | 36.403 | 0 |  | 683 | 416.706 | 291.478 | 0.2599 | 376.22 | 272.757 | 0.2599 | 371.695 | 260.955 | 0 | 619.997 | 619.233 | 153300 | 54.4615 | 153714 | 136047 | 135456 | 135456 | 133559 | 133289 | 1470.45 | 0 | 0 | 339.805 | 0 | 132949 | 950 | 130719 | 130065.3516
1525 | 1979-03-05 12:00 | 634 | 525 | 230 | 24.4 | 4.6 | -9900 | 50.5898 | 191.701 | 35.702 | 0 |  | 634 | 424.544 | 238.674 | 0.24126 | 406.599 | 223.266 | 0.24126 | 401.894 | 213.606 | 0 | 603.19 | 602.492 | 149149 | 53.8229 | 149537 | 133188 | 132680 | 132680 | 130822 | 130584 | 1529.63 | 0 | 0 | 340.864 | 0 | 130243 | 950 | 128083 | 127442.2188
1526 | 1979-03-05 13:00 | 511 | 336 | 271 | 23.5 | 3.9 | -9900 | 45.7648 | 212.971 | 40.4734 | 0 |  | 511 | 254.752 | 278.543 | 0.19445 | 250.769 | 260.471 | 0.19445 | 246.819 | 249.202 | 0 | 486.101 | 485.944 | 120302 | 47.9993 | 120241 | 109958 | 109487 | 109487 | 107955 | 107803 | 1555.79 | 0 | 0 | 247.886 | 0 | 107555 | 950 | 105813 | 105283.4844
1527 | 1979-03-05 14:00 | 526 | 606 | 159 | 22.6 | 3.3 | -9900 | 37.4181 | 229.581 | 49.1468 | 0 |  | 526 | 394.89 | 167.71 | 0.20016 | 326.537 | 156.749 | 0.20016 | 317.79 | 149.968 | 0 | 458.403 | 458.063 | 113423 | 46.3328 | 113263 | 103363 | 102983 | 102983 | 101532 | 101332 | 1427.71 | 0 | 0 | 159.165 | 0 | 101172 | 950 | 99510.6 | 99013.0078
1528 | 1979-03-05 15:00 | 354 | 445 | 153 | 21.7 | 2.6 | -9900 | 26.9674 | 242.21 | 60.0396 | 0 |  | 354 | 221.191 | 160.196 | 0.13471 | 157.52 | 149.669 | 0.13471 | 149.285 | 143.195 | 0 | 286.63 | 286.515 | 70941.2 | 37.0251 | 70063.6 | 66518.3 | 66191.5 | 66191.5 | 65212.9 | 65120.5 | 1392.5 | 0 | 0 | 40.6774 | 0 | 65079.8 | 950 | 63799.9 | 63480.8906
1529 | 1979-03-05 16:00 | 172 | 375 | 73 | 21.5 | 2.6 | -9900 | 15.3415 | 252.265 | 72.1177 | 0 |  | 172 | 114.796 | 77.5545 | 0.065451 | 71.8116 | 72.3931 | 0.065451 | 62.9645 | 69.2622 | 0 | 129.582 | 129.594 | 32085.3 | 28.4317 | 30729.9 | 30214 | 29913.6 | 29913.6 | 29413.7 | 29400.6 | 1509.81 | 0 | 0 | 17.7153 | 0 | 29382.9 | 947.55 | 28594.3 | 28451.3223
1530 | 1979-03-05 17:00 | 41 | 28 | 37 | 21.3 | 2.6 | -9900 | 3.0826 | 260.9 | 84.8222 | 0 |  | 41 | 4.1452 | 37.1649 | 0.015602 | 2.1197 | 34.6126 | 0.015602 | 1.0574 | 33.1164 | 0 | 33.4903 | 33.4826 | 8289.54 | 23.0909 | 7058.45 | 7107.8 | 7072.84 | 7072.84 | 6973.82 | 6973.13 | 1512.22 | 0 | 0 | 0.96193 | 0 | 6972.17 | 950 | 6649.12 | 6615.8784
1531 | 1979-03-05 18:00 | 0 | 0 | 0 | 21.1 | 2.6 | -9900
1532 | 1979-03-05 19:00 | 0 | 0 | 0 | 20.2 | 1.7 | -9900
1533 | 1979-03-05 20:00 | 0 | 0 | 0 | 19.2 | 0.9 | -9900
1534 | 1979-03-05 21:00 | 0 | 0 | 0 | 18.3 | 0 | -9900
1535 | 1979-03-05 22:00 | 0 | 0 | 0 | 17.4 | 0 | -9900
1536 | 1979-03-05 23:00 | 0 | 0 | 0 | 16.5 | 0 | -9900
1537 | 1979-03-06 | 0 | 0 | 0 | 15.6 | 0 | -9900
1538 | 1979-03-06 01:00 | 0 | 0 | 0 | 15 | 0 | -9900
1539 | 1979-03-06 02:00 | 0 | 0 | 0 | 14.5 | 0 | -9900
1540 | 1979-03-06 03:00 | 0 | 0 | 0 | 13.9 | 0 | -9900
1541 | 1979-03-06 04:00 | 0 | 0 | 0 | 13.7 | 0 | -9900
1542 | 1979-03-06 05:00 | 0 | 0 | 0 | 13.5 | 0 | -9900
1543 | 1979-03-06 06:00 | 44 | 185 | 23 | 13.3 | 0 | -9900 | 3.1417 | 98.8879 | 87.5438 | 0 |  | 44 | 10.3317 | 20.9207 | 0.016743 | 9.3392 | 19.6636 | 0.016743 | 4.2873 | 18.8119 | 0 | 22.6372 | 22.6169 | 5598.45 | 14.6616 | 4495.16 | 4653.91 | 4607.33 | 4607.33 | 4542.83 | 4542.35 | 1406.23 | 0 | 0 | 0.48549 | 0 | 4541.86 | 950 | 4325.62 | 4303.9961
1544 | 1979-03-06 07:00 | 211 | 619 | 48 | 16.6 | 1.2 | -9900 | 15.4305 | 107.492 | 75.0176 | 0 |  | 211 | 158.161 | 48.6048 | 0.080292 | 152.362 | 45.6023 | 0.080292 | 130.555 | 43.628 | 0 | 170.699 | 170.561 | 42217.5 | 26.323 | 40926.5 | 40615 | 40229.1 | 40229.1 | 39665.8 | 39641.1 | 1492.84 | 0 | 0 | 34.309 | 0 | 39606.8 | 950 | 38666.6 | 38473.2773
1545 | 1979-03-06 08:00 | 433 | 804 | 69 | 20 | 2.4 | -9900 | 27.0987 | 117.509 | 62.7029 | 0 |  | 433 | 365.973 | 70.833 | 0.16477 | 351.276 | 66.3895 | 0.16477 | 330.637 | 63.5158 | 0 | 386.27 | 385.9 | 95531.7 | 40.8297 | 95061.4 | 89170.2 | 88633.5 | 88633.5 | 87392.7 | 87280.5 | 1501.08 | 0 | 0 | 163.503 | 0 | 87117 | 949.999 | 85654.8 | 85226.5391
1546 | 1979-03-06 09:00 | 620 | 880 | 86 | 23.3 | 3.6 | -9900 | 37.6089 | 130.105 | 51.3865 | 0 |  | 620 | 545.409 | 88.5127 | 0.23593 | 499.309 | 82.8777 | 0.23593 | 484.442 | 79.291 | 0 | 552.459 | 552.274 | 136708 | 51.526 | 136927 | 122363 | 121759 | 121759 | 118320 | 118101 | 1481.05 | 0 | 0 | -648.885 | 0 | 118750 | 950 | 116726 | 116142.7266
1547 | 1979-03-06 10:00 | 760 | 926 | 97 | 24.2 | 4.3 | -9900 | 46.0341 | 146.719 | 41.966 | 0 |  | 760 | 684.268 | 100.131 | 0.2892 | 590.858 | 93.7245 | 0.2892 | 580.858 | 89.6688 | 0 | 657.116 | 657.052 | 162668 | 56.7284 | 163141 | 141263 | 140470 | 140470 | 134179 | 133866 | 1443.58 | 0 | 0 | -2885.91 | 0 | 136752 | 950 | 134350 | 133677.8281
1548 | 1979-03-06 11:00 | 833 | 946 | 102 | 25.2 | 5 | -9900 | 50.9435 | 168.093 | 36.0146 | 0 |  | 833 | 761.061 | 105.648 | 0.31698 | 690.27 | 98.8567 | 0.31698 | 682.176 | 94.5791 | 0 | 761.22 | 759.902 | 188122 | 61.6408 | 188764 | 160799 | 159703 | 159703 | 157162 | 156761 | 1448.48 | 0 | 0 | 140.519 | 0 | 156620 | 950 | 153912 | 153142.3281
1549 | 1979-03-06 12:00 | 828 | 938 | 102 | 26.1 | 5.7 | -9900 | 50.9612 | 191.896 | 35.3293 | 0 |  | 828 | 762.424 | 106.088 | 0.31508 | 731.266 | 99.2359 | 0.31508 | 723.012 | 94.9422 | 0 | 801.595 | 800.446 | 198153 | 63.2818 | 198918 | 169556 | 169074 | 169074 | 166707 | 166306 | 1509.28 | 0 | 0 | 531.935 | 0 | 165774 | 950 | 162878 | 162063.4219
1550 | 1979-03-06 13:00 | 760 | 925 | 97 | 25.7 | 5 | -9900 | 46.0817 | 213.301 | 40.1612 | 0 |  | 760 | 703.233 | 101.393 | 0.2892 | 693.243 | 94.812 | 0.2892 | 682.535 | 90.7101 | 0 | 757.78 | 757.573 | 187553 | 62.0291 | 188331 | 162123 | 161160 | 161160 | 158904 | 158558 | 1541.05 | 0 | 0 | 515.317 | 0 | 158043 | 950 | 155322 | 154545.0469
1551 | 1979-03-06 14:00 | 624 | 882 | 86 | 25.4 | 4.3 | -9900 | 37.6769 | 229.951 | 48.9 | 0 |  | 624 | 578.35 | 90.4344 | 0.23745 | 477.507 | 84.5343 | 0.23745 | 464.893 | 80.8773 | 0 | 534.855 | 533.977 | 132225 | 51.8353 | 132381 | 117218 | 116938 | 116938 | 113779 | 113517 | 1422.95 | 0 | 0 | -861.054 | 0 | 114378 | 950 | 112460 | 111897.9609
1552 | 1979-03-06 15:00 | 435 | 801 | 70 | 25 | 3.6 | -9900 | 27.181 | 242.579 | 59.8425 | 0 |  | 435 | 401.122 | 75.0603 | 0.16553 | 284.442 | 70.1096 | 0.16553 | 269.731 | 67.0771 | 0 | 330.072 | 330.779 | 81904 | 41.9057 | 81307.5 | 74923.9 | 74433.6 | 74433.6 | 70789.4 | 70702.1 | 1500.63 | 0 | 0 | 98.6113 | 103.812 | 70499.6 | 933.758 | 69267.4 | 68921.0859
1553 | 1979-03-06 16:00 | 216 | 629 | 48 | 23.9 | 3.1 | -9900 | 15.5244 | 252.624 | 71.9536 | 0 |  | 216 | 194.272 | 52.081 | 0.082195 | 121.559 | 48.5993 | 0.082195 | 106.773 | 46.4976 | 0 | 150.206 | 149.86 | 37103.5 | 31.7354 | 35856.5 | 34656.1 | 34173.3 | 34173.3 | 33488.7 | 33470.1 | 1496.27 | 0 | 0 | 24.727 | 0 | 33445.4 | 943.237 | 32604.4 | 32441.3574
1554 | 1979-03-06 17:00 | 47 | 196 | 24 | 22.8 | 2.6 | -9900 | 3.2476 | 261.255 | 84.678 | 0 |  | 47 | 24.4968 | 24.6241 | 0.017885 | 12.6044 | 22.9298 | 0.017885 | 6.3576 | 21.9386 | 0 | 27.7303 | 27.7468 | 6870.57 | 24.2841 | 5708.43 | 5718.34 | 5649.83 | 5649.83 | 5562.87 | 5561.94 | 1169.88 | 0 | 0 | 0.23453 | 0 | 5561.7 | 937.283 | 5301.98 | 5275.4692
1555 | 1979-03-06 18:00 | 0 | 0 | 0 | 21.7 | 2.1 | -9900
1556 | 1979-03-06 19:00 | 0 | 0 | 0 | 21.1 | 1.4 | -9900
1557 | 1979-03-06 20:00 | 0 | 0 | 0 | 20.6 | 0.7 | -9900
1558 | 1979-03-06 21:00 | 0 | 0 | 0 | 20 | 0 | -9900
1559 | 1979-03-06 22:00 | 0 | 0 | 0 | 18.9 | 0 | -9900
1560 | 1979-03-06 23:00 | 0 | 0 | 0 | 17.8 | 0 | -9900
1561 | 1979-03-07 | 0 | 0 | 0 | 16.7 | 0 | -9900
1562 | 1979-03-07 01:00 | 0 | 0 | 0 | 15.9 | 0.7 | -9900
1563 | 1979-03-07 02:00 | 0 | 0 | 0 | 15.2 | 1.4 | -9900
1564 | 1979-03-07 03:00 | 0 | 0 | 0 | 14.4 | 2.1 | -9900
1565 | 1979-03-07 04:00 | 0 | 0 | 0 | 14.2 | 1.4 | -9900
1566 | 1979-03-07 05:00 | 0 | 0 | 0 | 14.1 | 0.7 | -9900
1567 | 1979-03-07 06:00 | 46 | 221 | 21 | 13.9 | 0 | -9900 | 3.4038 | 98.5954 | 87.3915 | 0 |  | 46 | 13.0607 | 18.8475 | 0.017504 | 11.825 | 17.742 | 0.017504 | 5.564 | 16.9733 | 0 | 22.0866 | 22.0847 | 5466.55 | 15.2296 | 4379.75 | 4522.44 | 4475.2 | 4475.2 | 4412.54 | 4412.01 | 1370.22 | 0 | 0 | 0.4919 | 0 | 4411.52 | 950 | 4202.23 | 4181.2188
1568 | 1979-03-07 07:00 | 221 | 663 | 44 | 17.8 | 0.5 | -9900 | 15.707 | 107.203 | 74.7614 | 0 |  | 221 | 171.615 | 44.5664 | 0.084097 | 165.662 | 41.8182 | 0.084097 | 142.464 | 40.0076 | 0 | 178.822 | 178.519 | 44187.1 | 28.306 | 42918.6 | 42269.1 | 41880.2 | 41880.2 | 41293.8 | 41267.2 | 1494.89 | 0 | 0 | 36.9011 | 0 | 41230.3 | 950 | 40259.9 | 40058.6094
1569 | 1979-03-07 08:00 | 441 | 828 | 63 | 21.7 | 1 | -9900 | 27.3992 | 117.225 | 62.4227 | 0 |  | 441 | 379.759 | 64.6531 | 0.16781 | 364.492 | 60.5644 | 0.16781 | 343.447 | 57.9431 | 0 | 393.363 | 392.913 | 97266.7 | 44.3031 | 96828.1 | 89539 | 88996.9 | 88996.9 | 87750.9 | 87639.8 | 1503.07 | 0 | 0 | 166.508 | 0 | 87473.3 | 950 | 86006.1 | 85576.0859
1570 | 1979-03-07 09:00 | 631 | 905 | 78 | 25.6 | 1.5 | -9900 | 37.9426 | 129.843 | 51.0712 | 0 |  | 631 | 564.438 | 80.3495 | 0.24011 | 517.707 | 75.2341 | 0.24011 | 502.567 | 71.9783 | 0 | 563.054 | 562.648 | 139274 | 57.2394 | 139532 | 121538 | 121064 | 121064 | 117432 | 117215 | 1476.23 | 0 | 0 | -948.387 | 0 | 118163 | 950 | 116154 | 115573.5703
1571 | 1979-03-07 10:00 | 767 | 943 | 87 | 26.7 | 2.4 | -9900 | 46.4051 | 146.533 | 41.6075 | 0 |  | 767 | 701.38 | 89.895 | 0.29187 | 610.389 | 84.1433 | 0.29187 | 600.271 | 80.5022 | 0 | 667.157 | 666.884 | 165091 | 62.6963 | 165591 | 139410 | 138824 | 138824 | 132986 | 132677 | 1441.35 | 0 | 0 | -2704.92 | 0 | 135382 | 950 | 133025 | 132360.1875
1572 | 1979-03-07 11:00 | 838 | 960 | 92 | 27.8 | 3.2 | -9900 | 51.3361 | 168.077 | 35.6246 | 0 |  | 838 | 776.205 | 95.3747 | 0.31888 | 705.066 | 89.2437 | 0.31888 | 697.009 | 85.3821 | 0 | 766.743 | 765.59 | 189529 | 67.647 | 190178 | 157361 | 156499 | 156499 | 153860 | 153476 | 1452.88 | 0 | 0 | -19.2602 | 0 | 153495 | 950 | 150857 | 150102.3438
1573 | 1979-03-07 12:00 | 838 | 960 | 92 | 28.9 | 4.1 | -9900 | 51.3331 | 192.097 | 34.956 | 0 |  | 838 | 782.924 | 95.7737 | 0.31888 | 750.923 | 89.5877 | 0.31888 | 742.657 | 85.7115 | 0 | 811.801 | 810.761 | 200705 | 69.4049 | 201475 | 166866 | 166392 | 166392 | 164063 | 163678 | 1521.16 | 0 | 0 | 520.41 | 0 | 163157 | 950 | 160320 | 159518.7031
1574 | 1979-03-07 13:00 | 767 | 942 | 87 | 27.6 | 4.1 | -9900 | 46.3979 | 213.638 | 39.85 | 0 |  | 767 | 720.738 | 91.033 | 0.29187 | 710.496 | 85.1243 | 0.29187 | 699.734 | 81.4415 | 0 | 765.552 | 765.285 | 189463 | 65.833 | 190252 | 160981 | 160036 | 160036 | 157795 | 157453 | 1534.13 | 0 | 0 | 505.396 | 0 | 156948 | 950 | 154251 | 153480.1719
1575 | 1979-03-07 14:00 | 631 | 902 | 78 | 26.3 | 4.1 | -9900 | 37.9343 | 230.327 | 48.6549 | 0 |  | 631 | 593.931 | 82.1007 | 0.24011 | 488.607 | 76.7438 | 0.24011 | 475.875 | 73.4238 | 0 | 538.312 | 537.618 | 133128 | 53.1589 | 133302 | 117257 | 116753 | 116753 | 113075 | 112809 | 1410.26 | 0 | 0 | -499.241 | 0 | 113308 | 950 | 111408 | 110851.1641
1576 | 1979-03-07 15:00 | 442 | 827 | 63 | 25 | 4.1 | -9900 | 27.393 | 242.951 | 59.6471 | 0 |  | 442 | 415.951 | 66.8329 | 0.16819 | 293.696 | 62.4435 | 0.16819 | 278.67 | 59.7424 | 0 | 331.644 | 331.762 | 82149.7 | 41.5746 | 81574 | 75194.9 | 74688.5 | 74688.5 | 70806.8 | 70718 | 1498.14 | 0 | 0 | 104.398 | 410.71 | 70202.9 | 935.323 | 68980.6 | 68635.7109
1577 | 1979-03-07 16:00 | 223 | 664 | 44 | 24.3 | 2.7 | -9900 | 15.7061 | 252.985 | 71.7911 | 0 |  | 223 | 206.436 | 47.8747 | 0.084858 | 130.513 | 44.67 | 0.084858 | 114.873 | 42.7383 | 0 | 154.459 | 154.401 | 38227.9 | 32.5211 | 37005.2 | 35613 | 35091.3 | 35091.3 | 34373.2 | 34353.3 | 1500.83 | 0 | 0 | 25.9784 | 0 | 34327.4 | 946.096 | 33464.2 | 33296.8438
1578 | 1979-03-07 17:00 | 48 | 231 | 22 | 23.5 | 1.4 | -9900 | 3.4117 | 261.613 | 84.5349 | 0 |  | 48 | 28.4342 | 22.8193 | 0.018265 | 14.7334 | 21.2328 | 0.018265 | 7.5241 | 20.3152 | 0 | 27.2825 | 27.2801 | 6754.84 | 25.041 | 5603.39 | 5594.28 | 5521.5 | 5521.5 | 5422.8 | 5421.81 | 1133.89 | 0 | 0 | 0.18176 | 0 | 5421.63 | 928.614 | 5170.17 | 5144.3184
1579 | 1979-03-07 18:00 | 0 | 0 | 0 | 22.8 | 0 | -9900
1580 | 1979-03-07 19:00 | 0 | 0 | 0 | 21.1 | 1.2 | -9900
1581 | 1979-03-07 20:00 | 0 | 0 | 0 | 19.5 | 2.4 | -9900
1582 | 1979-03-07 21:00 | 0 | 0 | 0 | 17.8 | 3.6 | -9900
1583 | 1979-03-07 22:00 | 0 | 0 | 0 | 16.7 | 2.9 | -9900
1584 | 1979-03-07 23:00 | 0 | 0 | 0 | 15.5 | 2.2 | -9900
1585 | 1979-03-08 | 0 | 0 | 0 | 14.4 | 1.5 | -9900
1586 | 1979-03-08 01:00 | 0 | 0 | 0 | 14.2 | 1 | -9900
1587 | 1979-03-08 02:00 | 0 | 0 | 0 | 14.1 | 0.5 | -9900
1588 | 1979-03-08 03:00 | 0 | 0 | 0 | 13.9 | 0 | -9900
1589 | 1979-03-08 04:00 | 0 | 0 | 0 | 13.7 | 1 | -9900
1590 | 1979-03-08 05:00 | 0 | 0 | 0 | 13.5 | 2.1 | -9900
1591 | 1979-03-08 06:00 | 32 | 0 | 32 | 13.3 | 3.1 | -9900 | 3.6679 | 98.3027 | 87.2381 | 0 |  | 32 | 0 | 30.6321 | 0.012177 | 0 | 28.7067 | 0.012177 | 0 | 27.4642 | 0 | 26.9149 | 26.9133 | 6662.75 | 14.7072 | 5493 | 5697.12 | 5665.4 | 5665.4 | 5586.08 | 5585.65 | 1526.7 | 0 | 0 | 0.66864 | 0 | 5584.98 | 950 | 5320.77 | 5294.1689
1592 | 1979-03-08 07:00 | 143 | 76 | 122 | 15.2 | 3.1 | -9900 | 15.9852 | 106.913 | 74.5034 | 0 |  | 143 | 20.3464 | 123.263 | 0.054416 | 19.6396 | 115.311 | 0.054416 | 16.9499 | 110.322 | 0 | 124.727 | 124.662 | 30860.9 | 21.7179 | 29449.4 | 29802.3 | 29689.6 | 29689.6 | 29273.9 | 29262.7 | 1563.74 | 0 | 0 | 18.8462 | 0 | 29243.9 | 950 | 28397.2 | 28255.2012
1593 | 1979-03-08 08:00 | 336 | 412 | 146 | 17 | 3.1 | -9900 | 27.7011 | 116.94 | 62.1412 | 0 |  | 336 | 190.741 | 147.616 | 0.12786 | 183.065 | 138.292 | 0.12786 | 172.678 | 132.307 | 0 | 298.886 | 298.607 | 73922.5 | 32.6126 | 73067.4 | 70887.7 | 70553.2 | 70553.2 | 69565.4 | 69498.6 | 1531.68 | 0 | 0 | 105.813 | 0 | 69392.8 | 949.999 | 68055.5 | 67715.2578
1594 | 1979-03-08 09:00 | 495 | 566 | 146 | 18.9 | 3.1 | -9900 | 38.2777 | 129.58 | 50.7547 | 0 |  | 495 | 355.983 | 150.013 | 0.18836 | 326.97 | 140.511 | 0.18836 | 317.58 | 134.43 | 0 | 442.969 | 442.931 | 109642 | 42.0586 | 109416 | 101996 | 101657 | 101657 | 100141 | 99986.1 | 1477.7 | 0 | 0 | 115.376 | 0 | 99870.7 | 950 | 98201.9 | 97710.8672
1595 | 1979-03-08 10:00 | 663 | 603 | 226 | 18.7 | 3.4 | -9900 | 46.7777 | 146.346 | 41.2476 | 0 |  | 663 | 450.464 | 232.479 | 0.25229 | 392.004 | 217.636 | 0.25229 | 385.649 | 208.218 | 0 | 581.99 | 581.557 | 143967 | 48.6943 | 144253 | 130349 | 129854 | 129854 | 128035 | 127765 | 1438.7 | 0 | 0 | 300.644 | 0 | 127465 | 950 | 125296 | 124669.7188
1596 | 1979-03-08 11:00 | 750 | 722 | 185 | 18.5 | 3.8 | -9900 | 51.7301 | 168.064 | 35.2332 | 0 |  | 750 | 587.521 | 192.637 | 0.2854 | 533.662 | 180.283 | 0.2854 | 527.722 | 172.482 | 0 | 686.199 | 685.755 | 169765 | 53.2306 | 170332 | 151059 | 150283 | 150283 | 148177 | 147830 | 1456.56 | 0 | 0 | 401.467 | 0 | 147429 | 950 | 144914 | 144189.1719
1597 | 1979-03-08 12:00 | 690 | 579 | 238 | 18.3 | 4.1 | -9900 | 51.7056 | 192.304 | 34.5822 | 0 |  | 690 | 474.07 | 247.644 | 0.26257 | 455.358 | 231.656 | 0.26257 | 450.471 | 221.633 | 0 | 658.661 | 657.73 | 162824 | 51.1596 | 163378 | 147140 | 146562 | 146562 | 144510 | 144223 | 1536.75 | 0 | 0 | 419.506 | 0 | 143804 | 950 | 141383 | 140675.8438
1598 | 1979-03-08 13:00 | 600 | 578 | 181 | 17.8 | 4.5 | -9900 | 46.7133 | 213.981 | 39.5398 | 0 |  | 600 | 443.78 | 190.159 | 0.22832 | 438.108 | 177.807 | 0.22832 | 431.6 | 170.115 | 0 | 589.68 | 589.473 | 145936 | 46.7184 | 146286 | 134480 | 133609 | 133609 | 131738 | 131509 | 1551.27 | 0 | 0 | 362.674 | 0 | 131146 | 950 | 128967 | 128322.2891
1599 | 1979-03-08 14:00 | 573 | 652 | 171 | 17.2 | 4.8 | -9900 | 38.1903 | 230.708 | 48.4116 | 0 |  | 573 | 431.363 | 179.854 | 0.21804 | 354.216 | 168.099 | 0.21804 | 345.111 | 160.828 | 0 | 495.82 | 495.426 | 122675 | 41.1751 | 122660 | 114251 | 113672 | 113672 | 111464 | 111225 | 1431.14 | 0 | 0 | -391.986 | 0 | 111617 | 950 | 109773 | 109223.8984
1600 | 1979-03-08 15:00 | 314 | 339 | 158 | 16.7 | 5.2 | -9900 | 27.6035 | 243.327 | 59.4536 | 0 |  | 314 | 170.984 | 163.005 | 0.11949 | 120.21 | 152.329 | 0.11949 | 114.125 | 145.739 | 0 | 254.667 | 254.575 | 63027.6 | 28.7975 | 62016.5 | 60908.2 | 60553.3 | 60553.3 | 59705.5 | 59650 | 1465.62 | 0 | 0 | 73.6326 | 0 | 59576.3 | 950 | 58347 | 58055.2383
1601 | 1979-03-08 16:00 | 181 | 357 | 84 | 16.1 | 4.7 | -9900 | 15.8864 | 253.35 | 71.6301 | 0 |  | 181 | 111.573 | 88.8417 | 0.068876 | 71.0873 | 82.9342 | 0.068876 | 62.6876 | 79.3474 | 0 | 139.194 | 139.008 | 34415.4 | 22.8577 | 33066.9 | 33229 | 32835.9 | 32835.9 | 32317 | 32301.1 | 1501.69 | 0 | 0 | 20.839 | 0 | 32280.3 | 948.706 | 31442.1 | 31284.877
1602 | 1979-03-08 17:00 | 46 | 12 | 45 | 15.6 | 4.1 | -9900 | 3.5749 | 261.973 | 84.3929 | 0 |  | 46 | 1.1219 | 45.5394 | 0.017504 | 0.58633 | 42.4431 | 0.017504 | 0.3032 | 40.6082 | 0 | 40.0931 | 40.0784 | 9922.2 | 17.6023 | 8640.5 | 8879.05 | 8837.38 | 8837.38 | 8713.66 | 8712.62 | 1522.93 | 0 | 0 | 1.5477 | 0 | 8711.07 | 950 | 8319.08 | 8277.4893
1603 | 1979-03-08 18:00 | 0 | 0 | 0 | 15 | 3.6 | -9900
1604 | 1979-03-08 19:00 | 0 | 0 | 0 | 14.8 | 3.4 | -9900
1605 | 1979-03-08 20:00 | 0 | 0 | 0 | 14.6 | 3.3 | -9900
1606 | 1979-03-08 21:00 | 0 | 0 | 0 | 14.4 | 3.1 | -9900
1607 | 1979-03-08 22:00 | 0 | 0 | 0 | 14.2 | 3.1 | -9900
1608 | 1979-03-08 23:00 | 0 | 0 | 0 | 14.1 | 3.1 | -9900
1609 | 1979-03-09 | 0 | 0 | 0 | 13.9 | 3.1 | -9900
1610 | 1979-03-09 01:00 | 0 | 0 | 0 | 14.1 | 2.9 | -9900
1611 | 1979-03-09 02:00 | 0 | 0 | 0 | 14.2 | 2.8 | -9900
1612 | 1979-03-09 03:00 | 0 | 0 | 0 | 14.4 | 2.6 | -9900
1613 | 1979-03-09 04:00 | 0 | 0 | 0 | 14.4 | 2.2 | -9900
1614 | 1979-03-09 05:00 | 0 | 0 | 0 | 14.4 | 1.9 | -9900
1615 | 1979-03-09 06:00 | 24 | 23 | 21 | 14.4 | 1.5 | -9900 | 3.9338 | 98.0098 | 87.0359 | 0 |  | 24 | 1.7806 | 20.1985 | 0.0091327 | 1.6039 | 18.9357 | 0.0091327 | 0.78393 | 18.116 | 0 | 18.522 | 18.5022 | 4580.31 | 15.4404 | 3516.86 | 3630.66 | 3603.51 | 3603.51 | 3553.07 | 3552.88 | 1510.97 | 0 | 0 | 0.27363 | 0 | 3552.6 | 950 | 3379.04 | 3362.1479
1616 | 1979-03-09 07:00 | 94 | 10 | 92 | 14.8 | 1.7 | -9900 | 16.2649 | 106.622 | 74.244 | 0 |  | 94 | 1.9364 | 91.1147 | 0.03577 | 1.8727 | 85.2482 | 0.03577 | 1.6219 | 81.5596 | 0 | 81.5178 | 81.4849 | 20172.4 | 19.3406 | 18748.7 | 19145.5 | 19080.9 | 19080.9 | 18813.7 | 18809.1 | 1553.28 | 0 | 0 | 7.6612 | 0 | 18801.4 | 950 | 18103.9 | 18013.332
1617 | 1979-03-09 08:00 | 246 | 10 | 241 | 15.2 | 1.9 | -9900 | 28.0043 | 116.653 | 61.8583 | 0 |  | 246 | 5.0158 | 239.513 | 0.09361 | 4.817 | 224.142 | 0.09361 | 4.5484 | 214.443 | 0 | 214.611 | 214.505 | 53104.1 | 27.0447 | 51920.9 | 51506.2 | 51370 | 51370 | 50650.8 | 50617.3 | 1563.98 | 0 | 0 | 56.0201 | 0 | 50561.3 | 950 | 49442.2 | 49195.0195
1618 | 1979-03-09 09:00 | 234 | 11 | 227 | 15.6 | 2.1 | -9900 | 38.6142 | 129.315 | 50.437 | 0 |  | 234 | 7.1354 | 225.8 | 0.089044 | 6.5663 | 211.232 | 0.089044 | 6.3811 | 202.093 | 0 | 204.304 | 204.231 | 50559.7 | 26.7753 | 49342.6 | 48996.8 | 48863.5 | 48863.5 | 48179.4 | 48149.4 | 1561.95 | 0 | 0 | 50.3639 | 0 | 48099 | 950 | 47027.3 | 46792.1914
1619 | 1979-03-09 10:00 | 391 | 173 | 265 | 16.3 | 3.1 | -9900 | 47.1516 | 146.158 | 40.8864 | 0 |  | 391 | 129.803 | 267.412 | 0.14879 | 112.952 | 250.227 | 0.14879 | 111.161 | 239.399 | 0 | 343.55 | 343.239 | 84972.8 | 34.2462 | 84301.2 | 81257.4 | 81011.2 | 81011.2 | 79877 | 79784.5 | 1496.09 | 0 | 0 | 128.84 | 0 | 79655.7 | 949.999 | 78234.8 | 77843.6484
1620 | 1979-03-09 11:00 | 411 | 106 | 327 | 17.1 | 4.2 | -9900 | 52.1255 | 168.052 | 34.8404 | 0 |  | 411 | 87.296 | 331.342 | 0.1564 | 79.2915 | 309.992 | 0.1564 | 78.432 | 296.58 | 0 | 367.511 | 367.086 | 90875.9 | 35.356 | 90301.1 | 86770.4 | 86504.4 | 86504.4 | 85293.1 | 85195.6 | 1540.08 | 0 | 0 | 153.573 | 0 | 85042 | 949.999 | 83581.4 | 83163.5
1621 | 1979-03-09 12:00 | 439 | 111 | 352 | 17.8 | 5.2 | -9900 | 52.0784 | 192.518 | 34.208 | 0 |  | 439 | 91.1904 | 357.858 | 0.16705 | 87.5904 | 334.725 | 0.16705 | 86.674 | 320.243 | 0 | 398.778 | 398.54 | 98662.6 | 36.7387 | 98223 | 93921.2 | 93651.4 | 93651.4 | 92340.3 | 92229.1 | 1556.17 | 0 | 0 | 180.992 | 0 | 92048.1 | 949.999 | 90523.4 | 90070.7578
1622 | 1979-03-09 13:00 | 363 | 90 | 297 | 17.6 | 4.3 | -9900 | 47.0278 | 214.332 | 39.2308 | 0 |  | 363 | 69.8532 | 302.164 | 0.13813 | 68.9763 | 282.587 | 0.13813 | 67.9713 | 270.361 | 0 | 331.565 | 331.377 | 82036.8 | 34.0053 | 81306.6 | 78583.8 | 78328.2 | 78328.2 | 77231.4 | 77153.4 | 1549.2 | 0 | 0 | 127.862 | 0 | 77025.5 | 949.999 | 75602.1 | 75224.125
1623 | 1979-03-09 14:00 | 341 | 96 | 282 | 17.4 | 3.5 | -9900 | 38.4447 | 231.094 | 48.1701 | 0 |  | 341 | 63.2527 | 287.749 | 0.12976 | 51.7061 | 269.08 | 0.12976 | 50.3946 | 257.439 | 0 | 301.676 | 301.523 | 74649.9 | 32.8807 | 73797 | 71601.1 | 71383.3 | 71383.3 | 70383.9 | 70319.2 | 1567.68 | 0 | 0 | 107.191 | 0 | 70212 | 949.999 | 68858.6 | 68514.3594
1624 | 1979-03-09 15:00 | 232 | 100 | 185 | 17.2 | 2.6 | -9900 | 27.8125 | 243.706 | 59.2619 | 0 |  | 232 | 51.4471 | 188.874 | 0.088283 | 35.9367 | 176.532 | 0.088283 | 34.1359 | 168.896 | 0 | 198.971 | 198.901 | 49242.3 | 27.8388 | 48011.3 | 47466.4 | 47315.1 | 47315.1 | 46652.7 | 46625.1 | 1567.96 | 0 | 0 | 47.8262 | 0 | 46577.2 | 950 | 45528.8 | 45301.1328
1625 | 1979-03-09 16:00 | 86 | 7 | 84 | 16.8 | 2.8 | -9900 | 16.0655 | 253.717 | 71.4707 | 0 |  | 86 | 2.2946 | 83.7994 | 0.032726 | 1.4696 | 78.354 | 0.032726 | 1.2982 | 74.9641 | 0 | 74.7371 | 74.7174 | 18497.5 | 20.7603 | 17083.3 | 17354.7 | 17294 | 17294 | 17051.9 | 17048.2 | 1566.96 | 0 | 0 | 6.3561 | 0 | 17041.8 | 950 | 16385.9 | 16303.9873
1626 | 1979-03-09 17:00 | 18 | 0 | 18 | 16.5 | 2.9 | -9900 | 3.7371 | 262.335 | 84.252 | 0 |  | 18 | 0 | 17.8338 | 0.0068495 | 0 | 16.6796 | 0.0068495 | 0 | 15.958 | 0 | 15.6388 | 15.6314 | 3869.74 | 17.3248 | 2849.89 | 2920.93 | 2900.65 | 2900.65 | 2860.04 | 2859.93 | 1484.84 | 0 | 0 | 0.16858 | 0 | 2859.76 | 950 | 2718.31 | 2704.719
1627 | 1979-03-09 18:00 | 0 | 0 | 0 | 16.1 | 3.1 | -9900
1628 | 1979-03-09 19:00 | 0 | 0 | 0 | 15.9 | 2.6 | -9900
1629 | 1979-03-09 20:00 | 0 | 0 | 0 | 15.8 | 2 | -9900
1630 | 1979-03-09 21:00 | 0 | 0 | 0 | 15.6 | 1.5 | -9900
1631 | 1979-03-09 22:00 | 0 | 0 | 0 | 15.6 | 1.9 | -9900
1632 | 1979-03-09 23:00 | 0 | 0 | 0 | 15.6 | 2.2 | -9900
1633 | 1979-03-10 | 0 | 0 | 0 | 15.6 | 2.6 | -9900
1634 | 1979-03-10 01:00 | 0 | 0 | 0 | 15.4 | 2.4 | -9900
1635 | 1979-03-10 02:00 | 0 | 0 | 0 | 15.2 | 2.3 | -9900
1636 | 1979-03-10 03:00 | 0 | 0 | 0 | 15 | 2.1 | -9900
1637 | 1979-03-10 04:00 | 0 | 0 | 0 | 14.6 | 1.9 | -9900
1638 | 1979-03-10 05:00 | 0 | 0 | 0 | 14.3 | 1.7 | -9900
1639 | 1979-03-10 06:00 | 34 | 19 | 32 | 13.9 | 1.5 | -9900 | 4.2015 | 97.7168 | 86.8097 | 0 |  | 34 | 1.2776 | 32.5625 | 0.012938 | 1.145 | 30.4346 | 0.012938 | 0.57222 | 29.118 | 0 | 29.0964 | 29.0932 | 7202.38 | 15.536 | 6009.67 | 6217.1 | 6184.22 | 6184.22 | 6097.64 | 6097.15 | 1550.38 | 0 | 0 | 0.80292 | 0 | 6096.34 | 950 | 5810.08 | 5781.0278
1640 | 1979-03-10 07:00 | 136 | 135 | 98 | 15 | 2.4 | -9900 | 16.5461 | 106.331 | 73.9832 | 0 |  | 136 | 36.7667 | 97.3665 | 0.051752 | 35.5031 | 91.1791 | 0.051752 | 30.8473 | 87.2331 | 0 | 115.719 | 115.603 | 28617.6 | 21.2399 | 27198.4 | 27567.6 | 27432.1 | 27432.1 | 27048 | 27038.2 | 1550.78 | 0 | 0 | 16.0446 | 0 | 27022.1 | 950 | 26198.8 | 26067.834
1641 | 1979-03-10 08:00 | 332 | 306 | 188 | 16.1 | 3.2 | -9900 | 28.3088 | 116.365 | 61.5744 | 0 |  | 332 | 144.352 | 188.719 | 0.12634 | 138.483 | 176.728 | 0.12634 | 130.89 | 169.079 | 0 | 293.97 | 293.655 | 72696.1 | 31.384 | 71816.5 | 70033.9 | 69686.4 | 69686.4 | 68710.7 | 68645.5 | 1532.17 | 0 | 0 | 101.217 | 0 | 68544.2 | 949.999 | 67208.5 | 66872.4844
1642 | 1979-03-10 09:00 | 622 | 696 | 187 | 17.2 | 4.1 | -9900 | 38.9517 | 129.048 | 50.1183 | 0 |  | 622 | 443.131 | 191.199 | 0.23669 | 408.16 | 179.06 | 0.23669 | 396.858 | 171.31 | 0 | 556.805 | 556.055 | 137646 | 44.98 | 137860 | 126947 | 126501 | 126501 | 124461 | 124225 | 1474.23 | 0 | 0 | 50.6841 | 0 | 124174 | 950 | 122085 | 121474.3438
1643 | 1979-03-10 10:00 | 563 | 431 | 246 | 17.8 | 4.6 | -9900 | 47.5268 | 145.969 | 40.5242 | 0 |  | 563 | 326.373 | 251.961 | 0.21424 | 283.988 | 235.856 | 0.21424 | 279.587 | 225.65 | 0 | 495.132 | 494.693 | 122465 | 41.9585 | 122443 | 114110 | 113686 | 113686 | 112095 | 111897 | 1453.9 | 0 | 0 | 238.183 | 0 | 111659 | 950 | 109779 | 109229.9375
1644 | 1979-03-10 11:00 | 570 | 338 | 302 | 18.3 | 5.2 | -9900 | 52.522 | 168.043 | 34.4463 | 0 |  | 570 | 278.351 | 308.173 | 0.2169 | 253.208 | 288.343 | 0.2169 | 250.536 | 275.866 | 0 | 515.874 | 515.389 | 127590 | 42.7914 | 127649 | 118897 | 118484 | 118484 | 116825 | 116625 | 1484.1 | 0 | 0 | 267.587 | 0 | 116357 | 950 | 114438 | 113866.1016
1645 | 1979-03-10 12:00 | 528 | 304 | 288 | 18.9 | 5.7 | -9900 | 52.4515 | 192.738 | 33.8335 | 0 |  | 528 | 251.402 | 294.987 | 0.20092 | 241.476 | 275.925 | 0.20092 | 239.013 | 263.986 | 0 | 492.94 | 492.344 | 121883 | 41.77 | 121850 | 114185 | 113789 | 113789 | 112196 | 112026 | 1539.89 | 0 | 0 | 258.081 | 0 | 111768 | 949.999 | 109951 | 109400.7734
1646 | 1979-03-10 13:00 | 628 | 404 | 332 | 18.3 | 5.7 | -9900 | 47.3413 | 214.69 | 38.923 | 0 |  | 628 | 313.058 | 340.877 | 0.23897 | 309.346 | 318.753 | 0.23897 | 304.925 | 304.963 | 0 | 597.69 | 597.526 | 147926 | 46.0559 | 148303 | 136734 | 136103 | 136103 | 134197 | 133964 | 1561.81 | 0 | 0 | 380.625 | 0 | 133584 | 950 | 131357 | 130700.4531
1647 | 1979-03-10 14:00 | 383 | 249 | 228 | 17.8 | 5.7 | -9900 | 38.6976 | 231.485 | 47.9305 | 0 |  | 383 | 166.024 | 234.567 | 0.14574 | 135.385 | 219.277 | 0.14574 | 131.997 | 209.791 | 0 | 334.952 | 334.613 | 82849.3 | 33.3432 | 82142.6 | 79448.5 | 79169.9 | 79169.9 | 78061.5 | 77962.4 | 1473.77 | 0 | 0 | 114.522 | 0 | 77847.9 | 950 | 76461.8 | 76079.5078
1648 | 1979-03-10 15:00 | 274 | 112 | 222 | 17.2 | 5.7 | -9900 | 28.0199 | 244.089 | 59.072 | 0 |  | 274 | 56.8469 | 226.672 | 0.10426 | 39.5361 | 211.946 | 0.10426 | 37.5753 | 202.777 | 0 | 235.545 | 235.586 | 58324.2 | 28.1433 | 57218.1 | 56502.9 | 56337.8 | 56337.8 | 55549.1 | 55508.9 | 1544.08 | 0 | 0 | 66.9197 | 0 | 55442 | 950 | 54244.5 | 53973.3203
1649 | 1979-03-10 16:00 | 105 | 56 | 89 | 16.8 | 5 | -9900 | 16.2432 | 254.086 | 71.3128 | 0 |  | 105 | 18.31 | 89.2143 | 0.039956 | 11.8166 | 83.4504 | 0.039956 | 10.4576 | 79.8398 | 0 | 88.4914 | 88.4085 | 21887.4 | 21.0396 | 20461.6 | 20759.9 | 20670.6 | 20670.6 | 20381.2 | 20375.5 | 1535.9 | 0 | 0 | 8.7203 | 0 | 20366.8 | 950 | 19639.6 | 19541.4316
1650 | 1979-03-10 17:00 | 40 | 18 | 38 | 16.5 | 4.3 | -9900 | 3.8985 | 262.698 | 84.1122 | 0 |  | 40 | 2.3558 | 38.6312 | 0.015221 | 1.2455 | 36.1114 | 0.015221 | 0.65938 | 34.5492 | 0 | 34.5044 | 34.4793 | 8535.82 | 18.207 | 7295.12 | 7479.02 | 7443.91 | 7443.91 | 7339.69 | 7338.99 | 1548.35 | 0 | 0 | 1.1603 | 0 | 7337.83 | 950 | 7000.07 | 6965.0693
1651 | 1979-03-10 18:00 | 0 | 0 | 0 | 16.1 | 3.6 | -9900
1652 | 1979-03-10 19:00 | 0 | 0 | 0 | 15.7 | 3.3 | -9900
1653 | 1979-03-10 20:00 | 0 | 0 | 0 | 15.4 | 2.9 | -9900
1654 | 1979-03-10 21:00 | 0 | 0 | 0 | 15 | 2.6 | -9900
1655 | 1979-03-10 22:00 | 0 | 0 | 0 | 14.8 | 3.1 | -9900
1656 | 1979-03-10 23:00 | 0 | 0 | 0 | 14.6 | 3.6 | -9900
1657 | 1979-03-11 | 0 | 0 | 0 | 14.4 | 4.1 | -9900
1658 | 1979-03-11 01:00 | 0 | 0 | 0 | 14.2 | 3.8 | -9900
1659 | 1979-03-11 02:00 | 0 | 0 | 0 | 14.1 | 3.4 | -9900
1660 | 1979-03-11 03:00 | 0 | 0 | 0 | 13.9 | 3.1 | -9900
1661 | 1979-03-11 04:00 | 0 | 0 | 0 | 13.5 | 2.6 | -9900
1662 | 1979-03-11 05:00 | 0 | 0 | 0 | 13.2 | 2 | -9900
1663 | 1979-03-11 06:00 | 45 | 154 | 27 | 12.8 | 1.5 | -9900 | 4.4708 | 97.4236 | 86.5819 | 0 |  | 45 | 12.3181 | 25.1596 | 0.017124 | 10.9467 | 23.6881 | 0.017124 | 5.5764 | 22.6618 | 0 | 27.6734 | 27.6285 | 6838.88 | 14.3536 | 5682.72 | 5893.55 | 5843.66 | 5843.66 | 5761.85 | 5761.12 | 1439.38 | 0 | 0 | 0.78416 | 0 | 5760.34 | 950 | 5492.61 | 5465.1499
1664 | 1979-03-11 07:00 | 233 | 649 | 47 | 13.9 | 2.5 | -9900 | 16.8286 | 106.039 | 73.7211 | 0 |  | 233 | 179.847 | 47.5324 | 0.088664 | 173.696 | 44.5929 | 0.088664 | 151.408 | 42.6623 | 0 | 190.189 | 189.878 | 46999.4 | 24.1025 | 45761.9 | 45802.8 | 45381.1 | 45381.1 | 44745.7 | 44715.1 | 1496.3 | 0 | 0 | 42.8494 | 0 | 44672.2 | 950 | 43641 | 43422.8164
1665 | 1979-03-11 08:00 | 441 | 792 | 65 | 15 | 3.6 | -9900 | 28.6143 | 116.076 | 61.2895 | 0 |  | 441 | 376.653 | 66.6108 | 0.16781 | 361.569 | 62.3949 | 0.16781 | 342.085 | 59.6944 | 0 | 393.744 | 393.327 | 97369 | 35.1025 | 96930.9 | 93017.2 | 92298.7 | 92298.7 | 91006.4 | 90884.5 | 1506.09 | 0 | 0 | 174.749 | 0 | 90709.8 | 949.999 | 89205.4 | 88759.3672
1666 | 1979-03-11 09:00 | 645 | 890 | 85 | 16.1 | 4.6 | -9900 | 39.2903 | 128.78 | 49.7988 | 0 |  | 645 | 570.106 | 87.3728 | 0.24544 | 526.107 | 81.8074 | 0.24544 | 511.802 | 78.2671 | 0 | 578.268 | 578.037 | 143087 | 44.3287 | 143395 | 132128 | 131539 | 131539 | 128430 | 128174 | 1478.46 | 0 | 0 | -633.234 | 0 | 128808 | 950 | 126616 | 125982.8516
1667 | 1979-03-11 10:00 | 775 | 921 | 95 | 17 | 5.1 | -9900 | 47.9031 | 145.778 | 40.1609 | 0 |  | 775 | 699.692 | 97.9448 | 0.29491 | 613.578 | 91.6757 | 0.29491 | 604.269 | 87.7086 | 0 | 678.138 | 678.066 | 167864 | 49.3688 | 168385 | 150801 | 149940 | 149940 | 143730 | 143376 | 1445.8 | 0 | 0 | -3706.11 | 0 | 147083 | 950 | 144522 | 143799.8125
1668 | 1979-03-11 11:00 | 851 | 945 | 100 | 18 | 5.7 | -9900 | 52.9196 | 168.035 | 34.0512 | 0 |  | 851 | 779.547 | 103.441 | 0.32383 | 712.366 | 96.7896 | 0.32383 | 705.045 | 92.6016 | 0 | 781.693 | 780.04 | 193093 | 54.2339 | 193753 | 170685 | 169742 | 169742 | 166282 | 165832 | 1448.85 | 0 | 0 | -581.611 | 0 | 166414 | 950 | 163487 | 162669.9375
1669 | 1979-03-11 12:00 | 841 | 934 | 100 | 18.9 | 6.2 | -9900 | 52.8247 | 192.964 | 33.459 | 0 |  | 841 | 775.722 | 103.872 | 0.32003 | 745.087 | 97.1608 | 0.32003 | 737.684 | 92.957 | 0 | 814.028 | 813.068 | 201275 | 55.8186 | 202047 | 178014 | 177269 | 177269 | 174786 | 174343 | 1506.92 | 0 | 0 | 579.54 | 0 | 173764 | 950 | 170685 | 169831.1875
1670 | 1979-03-11 13:00 | 778 | 927 | 95 | 19.3 | 5.9 | -9900 | 47.6537 | 215.054 | 38.6165 | 0 |  | 778 | 721.85 | 99.1741 | 0.29605 | 713.624 | 92.7355 | 0.29605 | 703.623 | 88.7234 | 0 | 776.499 | 776.295 | 192186 | 55.0333 | 192991 | 171323 | 170193 | 170193 | 167810 | 167433 | 1555.24 | 0 | 0 | 580.669 | 0 | 166852 | 950 | 163935 | 163114.9219
1671 | 1979-03-11 14:00 | 640 | 886 | 85 | 19.6 | 5.5 | -9900 | 38.9488 | 231.881 | 47.6929 | 0 |  | 640 | 593.951 | 89.2499 | 0.24354 | 481.564 | 83.4254 | 0.24354 | 469.667 | 79.8164 | 0 | 538.494 | 537.56 | 133117 | 44.7986 | 133284 | 121470 | 121039 | 121039 | 116772 | 116487 | 1426.94 | 0 | 0 | -652.981 | 0 | 117140 | 950 | 115162 | 114586.6719
1672 | 1979-03-11 15:00 | 453 | 813 | 69 | 20 | 5.2 | -9900 | 28.2256 | 244.475 | 58.8841 | 0 |  | 453 | 419.258 | 73.8592 | 0.17238 | 290.315 | 68.9853 | 0.17238 | 276.063 | 66.0014 | 0 | 335.223 | 335.705 | 83117.8 | 35.9528 | 82552.5 | 77859.6 | 77472.6 | 77472.6 | 73805.9 | 73709.4 | 1497.47 | 0 | 0 | 140.09 | 318.56 | 73250.8 | 935.73 | 71978.1 | 71618.1875
1673 | 1979-03-11 16:00 | 232 | 650 | 48 | 18.7 | 5.7 | -9900 | 16.4196 | 254.458 | 71.1565 | 0 |  | 232 | 210.042 | 51.9327 | 0.088283 | 135.917 | 48.4597 | 0.088283 | 120.478 | 46.3641 | 0 | 163.505 | 163.443 | 40470.3 | 26.2921 | 39261.9 | 38765.5 | 38200.1 | 38200.1 | 37311.8 | 37288.3 | 1510.75 | 0 | 0 | 30.0754 | 0 | 37258.2 | 946.443 | 36332.7 | 36151.0273
1674 | 1979-03-11 17:00 | 52 | 238 | 25 | 17.4 | 6.2 | -9900 | 4.0589 | 263.063 | 83.9735 | 0 |  | 52 | 32.5489 | 26.6154 | 0.019788 | 17.2736 | 24.7638 | 0.019788 | 9.2471 | 23.6936 | 0 | 32.2819 | 32.3432 | 8007.8 | 18.8686 | 6811.01 | 6957.28 | 6878.14 | 6878.14 | 6747.46 | 6745.96 | 1130.26 | 0 | 0 | 0.31689 | 0 | 6745.65 | 926.617 | 6439.9 | 6407.7002
1675 | 1979-03-11 18:00 | 0 | 0 | 0 | 16.1 | 6.7 | -9900
1676 | 1979-03-11 19:00 | 0 | 0 | 0 | 15.9 | 5.3 | -9900
1677 | 1979-03-11 20:00 | 0 | 0 | 0 | 15.8 | 4 | -9900
1678 | 1979-03-11 21:00 | 0 | 0 | 0 | 15.6 | 2.6 | -9900
1679 | 1979-03-11 22:00 | 0 | 0 | 0 | 15.2 | 2.4 | -9900
1680 | 1979-03-11 23:00 | 0 | 0 | 0 | 14.8 | 2.3 | -9900
1681 | 1979-03-12 | 0 | 0 | 0 | 14.4 | 2.1 | -9900
1682 | 1979-03-12 01:00 | 0 | 0 | 0 | 13.9 | 2.3 | -9900
1683 | 1979-03-12 02:00 | 0 | 0 | 0 | 13.3 | 2.4 | -9900
1684 | 1979-03-12 03:00 | 0 | 0 | 0 | 12.8 | 2.6 | -9900
1685 | 1979-03-12 04:00 | 0 | 0 | 0 | 13.2 | 2.8 | -9900
1686 | 1979-03-12 05:00 | 0 | 0 | 0 | 13.5 | 2.9 | -9900
1687 | 1979-03-12 06:00 | 34 | 6 | 33 | 13.9 | 3.1 | -9900 | 4.7415 | 97.1304 | 86.3529 | 0 |  | 34 | 0.73014 | 33.5637 | 0.012938 | 0.64534 | 31.3623 | 0.012938 | 0.33376 | 30.0056 | 0 | 29.7326 | 29.7262 | 7359.11 | 15.4542 | 6160.08 | 6375.03 | 6342.35 | 6342.35 | 6253.56 | 6253.05 | 1558.69 | 0 | 0 | 0.85075 | 0 | 6252.2 | 950 | 5959.29 | 5929.4946
1688 | 1979-03-12 07:00 | 171 | 224 | 106 | 14.8 | 3.3 | -9900 | 17.1122 | 105.747 | 73.4579 | 0 |  | 171 | 62.8105 | 105.468 | 0.065071 | 60.6727 | 98.8156 | 0.065071 | 53.0542 | 94.5386 | 0 | 144.641 | 144.563 | 35785.8 | 22.29 | 34413.7 | 34734.3 | 34543.2 | 34543.2 | 34059.6 | 34043.7 | 1555.61 | 0 | 0 | 25.4326 | 0 | 34018.3 | 950 | 33160.1 | 32994.2773
1689 | 1979-03-12 08:00 | 393 | 515 | 146 | 15.8 | 3.4 | -9900 | 28.9207 | 115.785 | 61.0038 | 0 |  | 393 | 247.258 | 147.506 | 0.14955 | 237.507 | 138.184 | 0.14955 | 224.928 | 132.203 | 0 | 349.989 | 349.601 | 86545 | 33.831 | 85904.3 | 82936.1 | 82430.5 | 82430.5 | 81276.5 | 81183.1 | 1514.45 | 0 | 0 | 141.162 | 0 | 81042 | 949.999 | 79624.1 | 79225.9531
1690 | 1979-03-12 09:00 | 595 | 731 | 131 | 16.7 | 3.6 | -9900 | 39.6297 | 128.509 | 49.4787 | 0 |  | 595 | 472.078 | 134.692 | 0.22642 | 436.257 | 126.164 | 0.22642 | 424.611 | 120.704 | 0 | 534.409 | 533.615 | 132092 | 43.9724 | 132233 | 122202 | 121657 | 121657 | 119612 | 119392 | 1476.43 | 0 | 0 | -44.9989 | 0 | 119437 | 950 | 117422 | 116835.2891
1691 | 1979-03-12 10:00 | 615 | 579 | 185 | 18 | 3.8 | -9900 | 48.2804 | 145.586 | 39.7968 | 0 |  | 615 | 442.193 | 190.992 | 0.23403 | 387.853 | 178.81 | 0.23403 | 382.101 | 171.072 | 0 | 542.109 | 541.879 | 134148 | 45.4439 | 134310 | 123047 | 122411 | 122411 | 120697 | 120454 | 1432.33 | 0 | 0 | 264.669 | 0 | 120189 | 950 | 118146 | 117554.7969
1692 | 1979-03-12 11:00 | 828 | 861 | 141 | 19.3 | 3.9 | -9900 | 53.3182 | 168.029 | 33.655 | 0 |  | 828 | 712.699 | 146.722 | 0.31508 | 651.264 | 137.305 | 0.31508 | 644.752 | 131.364 | 0 | 760.593 | 759.544 | 188021 | 57.593 | 188672 | 163856 | 162982 | 162982 | 160692 | 160279 | 1451.56 | 0 | 0 | 458.534 | 0 | 159821 | 950 | 157044 | 156258.3906
1693 | 1979-03-12 12:00 | 832 | 872 | 136 | 20.6 | 4.1 | -9900 | 53.1979 | 193.197 | 33.0844 | 0 |  | 832 | 728.164 | 142.371 | 0.3166 | 700.43 | 133.178 | 0.3166 | 693.65 | 127.416 | 0 | 804.645 | 803.665 | 198948 | 60.7504 | 199721 | 172235 | 171320 | 171320 | 168921 | 168514 | 1517.84 | 0 | 0 | 551.349 | 0 | 167962 | 950 | 165017 | 164191.7656
1694 | 1979-03-12 13:00 | 725 | 785 | 144 | 19.8 | 3.8 | -9900 | 47.965 | 215.425 | 38.3115 | 0 |  | 725 | 613.619 | 151.051 | 0.27588 | 607.646 | 141.238 | 0.27588 | 599.294 | 135.127 | 0 | 719.733 | 719.373 | 178092 | 56.2332 | 178812 | 157976 | 157200 | 157200 | 155000 | 154675 | 1548.98 | 0 | 0 | 494.811 | 0 | 154180 | 950 | 151546 | 150788.4844
1695 | 1979-03-12 14:00 | 598 | 741 | 131 | 19.1 | 3.4 | -9900 | 39.1983 | 232.281 | 47.4573 | 0 |  | 598 | 499.339 | 138.622 | 0.22756 | 403.977 | 129.55 | 0.22756 | 394.128 | 123.945 | 0 | 507.712 | 506.928 | 125528 | 45.2453 | 125567 | 114538 | 114025 | 114025 | 111214 | 110961 | 1414.39 | 0 | 0 | -177.901 | 0 | 111139 | 950 | 109285 | 108738.8672
1696 | 1979-03-12 15:00 | 409 | 678 | 87 | 18.3 | 3.1 | -9900 | 28.4297 | 244.864 | 58.6981 | 0 |  | 409 | 351.123 | 92.8829 | 0.15564 | 241.544 | 86.7485 | 0.15564 | 229.8 | 82.9964 | 0 | 306.54 | 306.945 | 75995.4 | 34.3486 | 75276 | 71612.2 | 71053.1 | 71053.1 | 68309.1 | 68226.9 | 1473.31 | 0 | 0 | 112.32 | 0 | 68114.6 | 934.888 | 66902 | 66567.4688
1697 | 1979-03-12 16:00 | 196 | 346 | 97 | 17.6 | 3.6 | -9900 | 16.5947 | 254.832 | 71.0017 | 0 |  | 196 | 112.737 | 102.073 | 0.074584 | 73.8021 | 95.2921 | 0.074584 | 65.529 | 91.1708 | 0 | 153.566 | 153.468 | 37997.9 | 25.4436 | 36673.9 | 36499.6 | 36125 | 36125 | 35560.1 | 35540.9 | 1513.79 | 0 | 0 | 23.3016 | 0 | 35517.6 | 950 | 34614.3 | 34441.2461
1698 | 1979-03-12 17:00 | 41 | 100 | 30 | 16.8 | 4.1 | -9900 | 4.2184 | 263.429 | 83.8359 | 0 |  | 41 | 13.5622 | 31.2999 | 0.015602 | 7.1954 | 29.1613 | 0.015602 | 3.9096 | 27.9006 | 0 | 31.174 | 31.1815 | 7720.08 | 18.3578 | 6513.71 | 6670.59 | 6615.4 | 6615.4 | 6522.79 | 6521.98 | 1360.79 | 0 | 0 | 0.67356 | 0 | 6521.31 | 950 | 6217.04 | 6185.9536
1699 | 1979-03-12 18:00 | 0 | 0 | 0 | 16.1 | 4.6 | -9900
1700 | 1979-03-12 19:00 | 0 | 0 | 0 | 16.1 | 4.3 | -9900
1701 | 1979-03-12 20:00 | 0 | 0 | 0 | 16.1 | 3.9 | -9900
1702 | 1979-03-12 21:00 | 0 | 0 | 0 | 16.1 | 3.6 | -9900
1703 | 1979-03-12 22:00 | 0 | 0 | 0 | 15.9 | 3.6 | -9900
1704 | 1979-03-12 23:00 | 0 | 0 | 0 | 15.8 | 3.6 | -9900
1705 | 1979-03-13 | 0 | 0 | 0 | 15.6 | 3.6 | -9900
1706 | 1979-03-13 01:00 | 0 | 0 | 0 | 15.4 | 3.6 | -9900
1707 | 1979-03-13 02:00 | 0 | 0 | 0 | 15.2 | 3.6 | -9900
1708 | 1979-03-13 03:00 | 0 | 0 | 0 | 15 | 3.6 | -9900
1709 | 1979-03-13 04:00 | 0 | 0 | 0 | 15 | 3.6 | -9900
1710 | 1979-03-13 05:00 | 0 | 0 | 0 | 15 | 3.6 | -9900
1711 | 1979-03-13 06:00 | 14 | 1 | 14 | 15 | 3.6 | -9900 | 5.0136 | 96.8371 | 86.1173 | 0 |  | 14 | 0 | 13.9906 | 0.0053274 | 0 | 13.0719 | 0.0053274 | 0 | 12.5065 | 0 | 12.2564 | 12.2513 | 3032.98 | 15.6261 | 2076.25 | 2132.59 | 2120.61 | 2120.61 | 2090.92 | 2090.86 | 1543.16 | 0 | 0 | 0.092705 | 0 | 2090.77 | 950 | 1986.11 | 1976.1749
1712 | 1979-03-13 07:00 | 89 | 5 | 87 | 15.4 | 4.1 | -9900 | 17.3969 | 105.453 | 73.1937 | 0 |  | 89 | 1.9315 | 86.1808 | 0.033867 | 1.866 | 80.6214 | 0.033867 | 1.6367 | 77.133 | 0 | 77.1943 | 77.1694 | 19104 | 19.2553 | 17685.9 | 18067.7 | 18004.1 | 18004.1 | 17752.1 | 17747.9 | 1547.08 | 0 | 0 | 6.811 | 0 | 17741.1 | 950 | 17068.1 | 16982.7305
1713 | 1979-03-13 08:00 | 198 | 15 | 191 | 15.7 | 4.7 | -9900 | 29.2279 | 115.493 | 60.7174 | 0 |  | 198 | 7.0025 | 189.627 | 0.075345 | 6.7292 | 177.415 | 0.075345 | 6.3789 | 169.739 | 0 | 172.595 | 172.498 | 42703.8 | 24.0858 | 41391.6 | 41518.4 | 41394.9 | 41394.9 | 40815.3 | 40793.9 | 1567.46 | 0 | 0 | 36.4749 | 0 | 40757.5 | 950 | 39821.9 | 39622.7891
1714 | 1979-03-13 09:00 | 253 | 2 | 252 | 16.1 | 5.2 | -9900 | 39.9698 | 128.237 | 49.158 | 0 |  | 253 | 1.0168 | 250.721 | 0.096274 | 0.94072 | 234.551 | 0.096274 | 0.91607 | 224.402 | 0 | 220.812 | 220.71 | 54639.1 | 26.5882 | 53476.8 | 53143.8 | 53004.9 | 53004.9 | 52262.8 | 52227.3 | 1561.93 | 0 | 0 | 59.5934 | 0 | 52167.7 | 950 | 51018.2 | 50763.0977
1715 | 1979-03-13 10:00 | 318 | 6 | 314 | 16.8 | 5.5 | -9900 | 48.6585 | 145.392 | 39.432 | 0 |  | 318 | 4.111 | 313.086 | 0.12101 | 3.6075 | 292.875 | 0.12101 | 3.5553 | 280.203 | 0 | 278.083 | 278.005 | 68824.6 | 29.8318 | 67876.1 | 66636.5 | 66470.9 | 66470.9 | 65540.3 | 65484.8 | 1564.02 | 0 | 0 | 93.1251 | 0 | 65391.7 | 949.999 | 64072.6 | 63752.2383
1716 | 1979-03-13 11:00 | 338 | 4 | 335 | 17.6 | 5.9 | -9900 | 53.7177 | 168.025 | 33.258 | 0 |  | 338 | 3.1104 | 334.513 | 0.12862 | 2.8422 | 312.892 | 0.12862 | 2.8146 | 299.354 | 0 | 296.125 | 295.986 | 73275.8 | 31.2244 | 72399.2 | 70710 | 70535.3 | 70535.3 | 69547.9 | 69486.5 | 1572.33 | 0 | 0 | 105.81 | 0 | 69380.7 | 949.999 | 68022.4 | 67682.3203
1717 | 1979-03-13 12:00 | 367 | 5 | 363 | 18.3 | 6.2 | -9900 | 53.571 | 193.436 | 32.7099 | 0 |  | 367 | 4.1823 | 363.199 | 0.13966 | 4.023 | 339.695 | 0.13966 | 3.985 | 324.998 | 0 | 322.403 | 322.241 | 79774.6 | 32.9318 | 79006.2 | 76669.5 | 76475.1 | 76475.1 | 75404.5 | 75331.7 | 1571.73 | 0 | 0 | 123.766 | 0 | 75207.9 | 949.999 | 73799.5 | 73430.5312
1718 | 1979-03-13 13:00 | 572 | 328 | 328 | 18.5 | 6.2 | -9900 | 48.2749 | 215.803 | 38.0081 | 0 |  | 572 | 257.52 | 336.576 | 0.21766 | 255.074 | 314.728 | 0.21766 | 251.636 | 301.111 | 0 | 541.692 | 541.439 | 134041 | 43.0849 | 134209 | 125242 | 124752 | 124752 | 123005 | 122815 | 1586.39 | 0 | 0 | 329.959 | 0 | 122485 | 950 | 120472 | 119869.2422
1719 | 1979-03-13 14:00 | 525 | 496 | 210 | 18.7 | 6.2 | -9900 | 39.446 | 232.687 | 47.2239 | 0 |  | 525 | 336.522 | 218.519 | 0.19978 | 270.436 | 204.247 | 0.19978 | 263.925 | 195.411 | 0 | 450.149 | 449.89 | 111395 | 39.1279 | 111190 | 104734 | 104174 | 104174 | 102578 | 102372 | 1420.52 | 0 | 0 | 34.3353 | 0 | 102338 | 950 | 100644 | 100141.0156
1720 | 1979-03-13 15:00 | 452 | 686 | 124 | 18.9 | 6.2 | -9900 | 28.6321 | 245.256 | 58.5141 | 0 |  | 452 | 357.222 | 131.057 | 0.172 | 244.655 | 122.421 | 0.172 | 232.877 | 117.126 | 0 | 343.003 | 343.74 | 85104.1 | 34.508 | 84503.3 | 80567.4 | 79987.4 | 79987.4 | 77363.6 | 77263.2 | 1485.64 | 0 | 0 | 139.634 | 0 | 77123.6 | 939.208 | 75771.4 | 75392.5625
1721 | 1979-03-13 16:00 | 235 | 517 | 86 | 18.2 | 5.2 | -9900 | 16.7684 | 255.207 | 70.8485 | 0 |  | 235 | 169.269 | 91.2684 | 0.089425 | 111.103 | 85.1938 | 0.089425 | 98.7971 | 81.5094 | 0 | 176.7 | 176.658 | 43743.1 | 26.5948 | 42506.4 | 42026 | 41544 | 41544 | 40748 | 40721.6 | 1501.88 | 0 | 0 | 33.401 | 0 | 40688.2 | 949.286 | 39686.4 | 39487.9922
1722 | 1979-03-13 17:00 | 42 | 102 | 30 | 17.4 | 4.1 | -9900 | 4.3771 | 263.797 | 83.6993 | 0 |  | 42 | 15.1215 | 32.0753 | 0.015982 | 8.0885 | 29.8477 | 0.015982 | 4.4715 | 28.5578 | 0 | 32.3687 | 32.3656 | 8013.3 | 19.017 | 6798.19 | 6946.33 | 6885.44 | 6885.44 | 6789.04 | 6788.13 | 1327.74 | 0 | 0 | 0.69947 | 0 | 6787.43 | 950 | 6472.19 | 6439.8262
1723 | 1979-03-13 18:00 | 0 | 0 | 0 | 16.7 | 3.1 | -9900
1724 | 1979-03-13 19:00 | 0 | 0 | 0 | 16.5 | 3.3 | -9900
1725 | 1979-03-13 20:00 | 0 | 0 | 0 | 16.3 | 3.4 | -9900
1726 | 1979-03-13 21:00 | 0 | 0 | 0 | 16.1 | 3.6 | -9900
1727 | 1979-03-13 22:00 | 0 | 0 | 0 | 15.7 | 3.3 | -9900
1728 | 1979-03-13 23:00 | 0 | 0 | 0 | 15.4 | 2.9 | -9900
1729 | 1979-03-14 | 0 | 0 | 0 | 15 | 2.6 | -9900
1730 | 1979-03-14 01:00 | 0 | 0 | 0 | 14.6 | 2.9 | -9900
1731 | 1979-03-14 02:00 | 0 | 0 | 0 | 14.3 | 3.3 | -9900
1732 | 1979-03-14 03:00 | 0 | 0 | 0 | 13.9 | 3.6 | -9900
1733 | 1979-03-14 04:00 | 0 | 0 | 0 | 13.9 | 3.6 | -9900
1734 | 1979-03-14 05:00 | 0 | 0 | 0 | 13.9 | 3.6 | -9900
1735 | 1979-03-14 06:00 | 44 | 35 | 40 | 13.9 | 3.6 | -9900 | 5.2868 | 96.5438 | 85.8638 | 0 |  | 44 | 3.1268 | 38.686 | 0.016743 | 2.7578 | 36.3079 | 0.016743 | 1.4732 | 34.7358 | 0 | 35.4848 | 35.4768 | 8782.47 | 15.7132 | 7538.02 | 7795.63 | 7755.81 | 7755.81 | 7647.23 | 7646.36 | 1520.41 | 0 | 0 | 1.2795 | 0 | 7645.08 | 950 | 7296.77 | 7260.2856
1736 | 1979-03-14 07:00 | 257 | 532 | 97 | 14.8 | 3.9 | -9900 | 17.6824 | 105.16 | 72.9287 | 0 |  | 257 | 154.428 | 96.801 | 0.097796 | 149.192 | 90.745 | 0.097796 | 131.245 | 86.8169 | 0 | 213.7 | 213.477 | 52842.9 | 25.5626 | 51670.1 | 51470.7 | 51073.7 | 51073.7 | 50358.7 | 50322 | 1521.19 | 0 | 0 | 54.9002 | 0 | 50267.1 | 950 | 49148.5 | 48902.7188
1737 | 1979-03-14 08:00 | 450 | 672 | 121 | 15.8 | 4.3 | -9900 | 29.5358 | 115.2 | 60.4304 | 0 |  | 450 | 328.901 | 122.986 | 0.17124 | 316.192 | 115.243 | 0.17124 | 300.017 | 110.255 | 0 | 402.066 | 401.494 | 99389.3 | 35.6766 | 98975.8 | 94839 | 94224.4 | 94224.4 | 92904.7 | 92779.5 | 1511.78 | 0 | 0 | 180.895 | 0 | 92598.7 | 950 | 91070.9 | 90615.5859
1738 | 1979-03-14 09:00 | 610 | 753 | 125 | 16.7 | 4.6 | -9900 | 40.3104 | 127.962 | 48.8369 | 0 |  | 610 | 492.84 | 128.348 | 0.23212 | 456.724 | 120.2 | 0.23212 | 444.974 | 114.998 | 0 | 548.772 | 548.435 | 135763 | 43.4831 | 135960 | 125918 | 125313 | 125313 | 123149 | 122918 | 1482.07 | 0 | 0 | -91.8576 | 0 | 123010 | 950 | 120933 | 120328.2422
1739 | 1979-03-14 10:00 | 758 | 769 | 180 | 17.2 | 5.1 | -9900 | 49.0374 | 145.196 | 39.0667 | 0 |  | 758 | 593.704 | 185.845 | 0.28844 | 522.05 | 173.992 | 0.28844 | 514.654 | 166.462 | 0 | 667.493 | 666.628 | 165029 | 49.0228 | 165525 | 149037 | 148404 | 148404 | 145829 | 145478 | 1436.08 | 0 | 0 | -105.737 | 0 | 145583 | 950 | 143079 | 142363.2656
1740 | 1979-03-14 11:00 | 821 | 796 | 178 | 17.8 | 5.7 | -9900 | 54.1178 | 168.023 | 32.8602 | 0 |  | 821 | 666.287 | 184.194 | 0.31241 | 608.826 | 172.361 | 0.31241 | 603.066 | 164.903 | 0 | 752.61 | 751.378 | 185999 | 52.7025 | 186652 | 165926 | 165086 | 165086 | 162773 | 162359 | 1463.22 | 0 | 0 | 484.739 | 0 | 161874 | 950 | 159053 | 158257.4844
1741 | 1979-03-14 12:00 | 861 | 926 | 114 | 18.3 | 6.2 | -9900 | 53.9439 | 193.682 | 32.3356 | 0 |  | 861 | 780.572 | 118.11 | 0.32764 | 751.932 | 110.477 | 0.32764 | 745.028 | 105.697 | 0 | 833.711 | 832.944 | 206190 | 56.1211 | 206963 | 182171 | 180927 | 180927 | 178393 | 177935 | 1512.4 | 0 | 0 | 610.889 | 0 | 177325 | 950 | 174162 | 173291.6875
1742 | 1979-03-14 13:00 | 717 | 826 | 99 | 18.3 | 5.5 | -9900 | 48.5834 | 216.187 | 37.7063 | 0 |  | 717 | 651.795 | 103.2 | 0.27284 | 645.755 | 96.4988 | 0.27284 | 637.217 | 92.3239 | 0 | 714.951 | 714.552 | 176898 | 51.7953 | 177610 | 159909 | 159060 | 159060 | 156833 | 156500 | 1546.07 | 0 | 0 | 504.912 | 0 | 155995 | 950 | 153321 | 152554.7344
1743 | 1979-03-14 14:00 | 610 | 808 | 95 | 18.3 | 4.8 | -9900 | 39.6919 | 233.096 | 46.9925 | 0 |  | 610 | 549.716 | 100.727 | 0.23212 | 440.662 | 94.135 | 0.23212 | 430.19 | 90.0629 | 0 | 509.847 | 509.217 | 126087 | 42.9426 | 126152 | 115893 | 115199 | 115199 | 110643 | 110383 | 1416.96 | 0 | 0 | -1312.37 | 0 | 111695 | 950 | 109800 | 109251.1719
1744 | 1979-03-14 15:00 | 455 | 787 | 76 | 18.3 | 4.1 | -9900 | 28.8328 | 245.651 | 58.332 | 0 |  | 455 | 412.258 | 81.0545 | 0.17314 | 280.48 | 75.7076 | 0.17314 | 267.103 | 72.4329 | 0 | 332.745 | 333.378 | 82543.7 | 34.9553 | 81961.7 | 77542.8 | 77020.1 | 77020.1 | 73614.3 | 73516.6 | 1491.76 | 0 | 0 | 132.891 | 246.904 | 73136.8 | 936.088 | 71861.4 | 71502.1328
1745 | 1979-03-14 16:00 | 235 | 619 | 55 | 17.6 | 3.8 | -9900 | 16.9408 | 255.585 | 70.6968 | 0 |  | 235 | 204.007 | 59.1034 | 0.089425 | 135.228 | 55.1579 | 0.089425 | 120.452 | 52.7726 | 0 | 169.76 | 169.807 | 42048.2 | 26.2 | 40840.1 | 40335 | 39886.7 | 39886.7 | 38872.7 | 38846.3 | 1480.6 | 0 | 0 | 31.0103 | 0 | 38815.3 | 947.557 | 37856.1 | 37666.8359
1746 | 1979-03-14 17:00 | 53 | 220 | 28 | 16.8 | 3.4 | -9900 | 4.5348 | 264.166 | 83.5638 | 0 |  | 53 | 32.1778 | 30.313 | 0.020168 | 17.2012 | 28.2076 | 0.020168 | 9.6585 | 26.9885 | 0 | 35.9141 | 35.9476 | 8900.3 | 18.654 | 7670.79 | 7840.71 | 7750.1 | 7750.1 | 7631.36 | 7629.82 | 1239.74 | 0 | 0 | 0.63594 | 0 | 7629.19 | 943.033 | 7282.9 | 7246.4854
1747 | 1979-03-14 18:00 | 0 | 0 | 0 | 16.1 | 3.1 | -9900
1748 | 1979-03-14 19:00 | 0 | 0 | 0 | 15.7 | 3.1 | -9900
1749 | 1979-03-14 20:00 | 0 | 0 | 0 | 15.4 | 3.1 | -9900
1750 | 1979-03-14 21:00 | 0 | 0 | 0 | 15 | 3.1 | -9900
1751 | 1979-03-14 22:00 | 0 | 0 | 0 | 14.6 | 2.1 | -9900
1752 | 1979-03-14 23:00 | 0 | 0 | 0 | 14.3 | 1 | -9900
1753 | 1979-03-15 | 0 | 0 | 0 | 13.9 | 0 | -9900
1754 | 1979-03-15 01:00 | 0 | 0 | 0 | 14.1 | 0.7 | -9900
1755 | 1979-03-15 02:00 | 0 | 0 | 0 | 14.2 | 1.4 | -9900
1756 | 1979-03-15 03:00 | 0 | 0 | 0 | 14.4 | 2.1 | -9900
1757 | 1979-03-15 04:00 | 0 | 0 | 0 | 14.4 | 2.3 | -9900
1758 | 1979-03-15 05:00 | 0 | 0 | 0 | 14.4 | 2.4 | -9900
1759 | 1979-03-15 06:00 | 29 | 2 | 29 | 14.4 | 2.6 | -9900 | 5.5611 | 96.2504 | 85.6092 | 0 |  | 29 | 0 | 28.6423 | 0.011035 | 0 | 26.7981 | 0.011035 | 0 | 25.6386 | 0 | 25.1258 | 25.1195 | 6218.67 | 15.7436 | 5067.69 | 5236.05 | 5205.18 | 5205.18 | 5132.31 | 5131.96 | 1548.63 | 0 | 0 | 0.57105 | 0 | 5131.39 | 950 | 4886.65 | 4862.2173
1760 | 1979-03-15 07:00 | 94 | 7 | 92 | 15 | 2.8 | -9900 | 17.9686 | 104.865 | 72.663 | 0 |  | 94 | 1.9293 | 91.1231 | 0.03577 | 1.8646 | 85.2464 | 0.03577 | 1.645 | 81.558 | 0 | 81.5389 | 81.5064 | 20177.9 | 19.3201 | 18754 | 19153.6 | 19088.2 | 19088.2 | 18821 | 18816.3 | 1544.94 | 0 | 0 | 7.6412 | 0 | 18808.6 | 950 | 18110.4 | 18019.8848
1761 | 1979-03-15 08:00 | 208 | 2 | 208 | 15.5 | 2.9 | -9900 | 29.8441 | 114.905 | 60.1431 | 0 |  | 208 | 0 | 206.512 | 0.07915 | 0 | 193.221 | 0.07915 | 0 | 184.86 | 0 | 181.163 | 181.077 | 44827.6 | 25.0541 | 43539.1 | 43516 | 43393.9 | 43393.9 | 42786.4 | 42762.2 | 1550.99 | 0 | 0 | 39.544 | 0 | 42722.7 | 950 | 41755.5 | 41546.7539
1762 | 1979-03-15 09:00 | 254 | 10 | 247 | 16.1 | 3.1 | -9900 | 40.6515 | 127.686 | 48.5156 | 0 |  | 254 | 7.1089 | 245.686 | 0.096655 | 6.5972 | 229.836 | 0.096655 | 6.4306 | 219.892 | 0 | 221.796 | 221.723 | 54891.4 | 27.6928 | 53732.9 | 53175.4 | 53038.8 | 53038.8 | 52296.3 | 52260.9 | 1566.48 | 0 | 0 | 59.7425 | 0 | 52201.2 | 950 | 51050.6 | 50795.3086
1763 | 1979-03-15 10:00 | 493 | 216 | 329 | 16.8 | 4 | -9900 | 49.4168 | 144.999 | 38.701 | 0 |  | 493 | 168.36 | 331.904 | 0.1876 | 148.918 | 310.582 | 0.1876 | 146.854 | 297.143 | 0 | 435.117 | 434.839 | 107647 | 38.6232 | 107368 | 101736 | 101436 | 101436 | 100016 | 99872.6 | 1504.28 | 0 | 0 | 202.397 | 0 | 99670.2 | 950 | 98018.2 | 97528.1406
1764 | 1979-03-15 11:00 | 539 | 142 | 424 | 17.6 | 4.8 | -9900 | 54.5186 | 168.023 | 32.4618 | 0 |  | 539 | 119.097 | 429.733 | 0.20511 | 109.155 | 402.05 | 0.20511 | 108.151 | 384.654 | 0 | 482.949 | 482.549 | 119459 | 40.952 | 119382 | 112240 | 111899 | 111899 | 110332 | 110170 | 1547.57 | 0 | 0 | 256.614 | 0 | 109913 | 950 | 108120 | 107579.75
1765 | 1979-03-15 12:00 | 553 | 234 | 363 | 18.3 | 5.7 | -9900 | 54.3165 | 193.934 | 31.9617 | 0 |  | 553 | 198.42 | 371.388 | 0.21043 | 191.139 | 347.383 | 0.21043 | 189.43 | 332.353 | 0 | 511.347 | 511.148 | 126538 | 42.0435 | 126581 | 118517 | 118037 | 118037 | 116384 | 116203 | 1543.12 | 0 | 0 | 280.203 | 0 | 115923 | 950 | 114027 | 113456.6562
1766 | 1979-03-15 13:00 | 653 | 478 | 294 | 18.1 | 5.5 | -9900 | 48.8905 | 216.578 | 37.4063 | 0 |  | 653 | 378.374 | 304.164 | 0.24849 | 375.043 | 284.407 | 0.24849 | 370.18 | 272.103 | 0 | 629.437 | 629.175 | 155762 | 47.5932 | 156246 | 143181 | 142555 | 142555 | 140559 | 140306 | 1575.39 | 0 | 0 | 422.933 | 0 | 139883 | 950 | 137544 | 136856.2812
1767 | 1979-03-15 14:00 | 551 | 469 | 251 | 18 | 5.4 | -9900 | 39.936 | 233.51 | 46.7635 | 0 |  | 551 | 319.951 | 260.285 | 0.20967 | 254.749 | 243.287 | 0.20967 | 248.769 | 232.763 | 0 | 471.901 | 471.479 | 116735 | 40.2018 | 116613 | 109433 | 109090 | 109090 | 107547 | 107327 | 1430.58 | 0 | 0 | 174.489 | 0 | 107152 | 950 | 105372 | 104845.5469
1768 | 1979-03-15 15:00 | 276 | 190 | 184 | 17.8 | 5.2 | -9900 | 29.0318 | 246.049 | 58.152 | 0 |  | 276 | 99.9518 | 187.514 | 0.10503 | 67.6988 | 175.262 | 0.10503 | 64.5009 | 167.68 | 0 | 227.538 | 227.681 | 56367.9 | 28.6194 | 55242.6 | 54401.1 | 54204.2 | 54204.2 | 53445.3 | 53404.8 | 1510.46 | 0 | 0 | 60.6554 | 0 | 53344.2 | 949.999 | 52182.7 | 51921.8008
1769 | 1979-03-15 16:00 | 169 | 186 | 115 | 17.2 | 4.7 | -9900 | 17.1118 | 255.964 | 70.5467 | 0 |  | 169 | 61.0611 | 119.008 | 0.06431 | 40.5801 | 111.145 | 0.06431 | 36.1974 | 106.338 | 0 | 139.685 | 139.616 | 34566.5 | 23.9873 | 33191.5 | 33278.1 | 33080.4 | 33080.4 | 32617.3 | 32601.9 | 1517.62 | 0 | 0 | 21.343 | 0 | 32580.6 | 950 | 31729.1 | 31570.4668
1770 | 1979-03-15 17:00 | 35 | 11 | 34 | 16.7 | 4.1 | -9900 | 4.6917 | 264.536 | 83.4293 | 0 |  | 35 | 1.3139 | 33.9684 | 0.013319 | 0.69971 | 31.7897 | 0.013319 | 0.39895 | 30.4141 | 0 | 30.1968 | 30.1921 | 7474.45 | 18.2084 | 6271.46 | 6427.99 | 6395.34 | 6395.34 | 6305.81 | 6305.27 | 1526.05 | 0 | 0 | 0.84335 | 0 | 6304.42 | 950 | 6009.42 | 5979.3774
1771 | 1979-03-15 18:00 | 0 | 0 | 0 | 16.1 | 3.6 | -9900
1772 | 1979-03-15 19:00 | 0 | 0 | 0 | 15.5 | 4.3 | -9900
1773 | 1979-03-15 20:00 | 0 | 0 | 0 | 15 | 5 | -9900
1774 | 1979-03-15 21:00 | 0 | 0 | 0 | 14.4 | 5.7 | -9900
1775 | 1979-03-15 22:00 | 0 | 0 | 0 | 14.4 | 5.3 | -9900
1776 | 1979-03-15 23:00 | 0 | 0 | 0 | 14.4 | 5 | -9900
1777 | 1979-03-16 | 0 | 0 | 0 | 14.4 | 4.6 | -9900
1778 | 1979-03-16 01:00 | 0 | 0 | 0 | 14.2 | 4.1 | -9900
1779 | 1979-03-16 02:00 | 0 | 0 | 0 | 14.1 | 3.6 | -9900
1780 | 1979-03-16 03:00 | 0 | 0 | 0 | 13.9 | 3.1 | -9900
1781 | 1979-03-16 04:00 | 0 | 0 | 0 | 13.7 | 3.6 | -9900
1782 | 1979-03-16 05:00 | 0 | 0 | 0 | 13.5 | 4.1 | -9900
1783 | 1979-03-16 06:00 | 37 | 28 | 34 | 13.3 | 4.6 | -9900 | 5.8363 | 95.9571 | 85.3537 | 0 |  | 37 | 2.3865 | 34.5771 | 0.01408 | 2.0939 | 32.2995 | 0.01408 | 1.1463 | 30.9024 | 0 | 31.4077 | 31.3907 | 7771.07 | 14.833 | 6556.78 | 6801.37 | 6765.88 | 6765.87 | 6671.15 | 6670.57 | 1560.38 | 0 | 0 | 0.97338 | 0 | 6669.6 | 950 | 6359.4 | 6327.6001
1784 | 1979-03-16 07:00 | 212 | 222 | 143 | 14.1 | 5.5 | -9900 | 18.2555 | 104.57 | 72.3967 | 0 |  | 212 | 66.5244 | 141.985 | 0.080672 | 64.3049 | 133.031 | 0.080672 | 56.8884 | 127.273 | 0 | 180.478 | 180.287 | 44629.8 | 22.5511 | 43344 | 43703.8 | 43488.5 | 43488.5 | 42879.5 | 42854.5 | 1549.32 | 0 | 0 | 40.1371 | 0 | 42814.4 | 950 | 41830.8 | 41621.6484
1785 | 1979-03-16 08:00 | 312 | 297 | 164 | 14.8 | 6.3 | -9900 | 30.1528 | 114.609 | 59.8556 | 0 |  | 312 | 147.764 | 164.54 | 0.11872 | 142.173 | 154.071 | 0.11872 | 135.147 | 147.403 | 0 | 276.899 | 276.601 | 68473.8 | 27.3025 | 67526.6 | 66882.3 | 66549.5 | 66549.5 | 65617.8 | 65558 | 1529.34 | 0 | 0 | 91.9677 | 0 | 65466 | 949.999 | 64158 | 63837.2383
1786 | 1979-03-16 09:00 | 577 | 557 | 214 | 15.6 | 7.2 | -9900 | 40.9928 | 127.407 | 48.1942 | 0 |  | 577 | 368.428 | 217.489 | 0.21957 | 342.307 | 203.65 | 0.21957 | 333.821 | 194.836 | 0 | 518.085 | 517.401 | 128083 | 38.0484 | 128152 | 121574 | 121137 | 121137 | 119441 | 119228 | 1485.99 | 0 | 0 | 294.92 | 0 | 118933 | 950 | 116948 | 116363.7422
1787 | 1979-03-16 10:00 | 642 | 535 | 235 | 16 | 7.2 | -9900 | 49.7967 | 144.799 | 38.3349 | 0 |  | 642 | 417.586 | 240.576 | 0.2443 | 369.537 | 225.194 | 0.2443 | 364.535 | 215.449 | 0 | 568.385 | 567.751 | 140545 | 40.6329 | 140792 | 131867 | 131371 | 131371 | 129532 | 129263 | 1448.27 | 0 | 0 | 312.273 | 0 | 128951 | 950 | 126776 | 126142.1484
1788 | 1979-03-16 11:00 | 841 | 795 | 193 | 16.3 | 7.2 | -9900 | 54.9199 | 168.024 | 32.0628 | 0 |  | 841 | 670.711 | 200.458 | 0.32003 | 616.575 | 187.592 | 0.32003 | 611.06 | 179.475 | 0 | 774.724 | 773.607 | 191512 | 49.8643 | 192183 | 173088 | 172203 | 172203 | 169792 | 169335 | 1450.27 | 0 | 0 | 524.151 | 0 | 168811 | 950 | 165832 | 165002.7031
1789 | 1979-03-16 12:00 | 727 | 627 | 216 | 16.7 | 7.2 | -9900 | 54.6887 | 194.193 | 31.5882 | 0 |  | 727 | 533.328 | 225.005 | 0.27664 | 513.753 | 210.471 | 0.27664 | 509.282 | 201.364 | 0 | 696.433 | 695.512 | 172170 | 46.876 | 172816 | 158461 | 157502 | 157502 | 155296 | 154959 | 1521.45 | 0 | 0 | 474.793 | 0 | 154484 | 950 | 151841 | 151081.3594
1790 | 1979-03-16 13:00 | 708 | 675 | 198 | 16.7 | 7.2 | -9900 | 49.196 | 216.975 | 37.1082 | 0 |  | 708 | 537.159 | 207.193 | 0.26942 | 532.43 | 193.726 | 0.26942 | 525.658 | 185.345 | 0 | 696.783 | 696.517 | 172432 | 46.9196 | 173103 | 159041 | 158257 | 158257 | 156041 | 155717 | 1553.24 | 0 | 0 | 501.695 | 0 | 155215 | 950 | 152557 | 151794.4219
1791 | 1979-03-16 14:00 | 620 | 725 | 154 | 16.7 | 7.2 | -9900 | 40.1781 | 233.928 | 46.5366 | 0 |  | 620 | 496.573 | 162.143 | 0.23593 | 394.385 | 151.533 | 0.23593 | 385.243 | 144.978 | 0 | 519.616 | 519.025 | 128510 | 39.2188 | 128581 | 120422 | 119877 | 119877 | 117069 | 116789 | 1410.43 | 0 | 0 | -122.462 | 0 | 116911 | 950 | 114941 | 114366.5234
1792 | 1979-03-16 15:00 | 448 | 747 | 84 | 16.7 | 7.2 | -9900 | 29.2291 | 246.449 | 57.9739 | 0 |  | 448 | 394.987 | 89.2785 | 0.17048 | 265.74 | 83.3919 | 0.17048 | 253.3 | 79.7849 | 0 | 326.423 | 326.961 | 80951.3 | 30.8858 | 80331.4 | 77442.5 | 76803.4 | 76803.4 | 73796.7 | 73697.1 | 1470.44 | 0 | 0 | 129.969 | 101.507 | 73465.7 | 936.353 | 72179.8 | 71818.9375
1793 | 1979-03-16 16:00 | 221 | 466 | 83 | 15.9 | 6.2 | -9900 | 17.2815 | 256.345 | 70.3981 | 0 |  | 221 | 155.692 | 87.4344 | 0.084097 | 104.233 | 81.6194 | 0.084097 | 93.1171 | 78.0895 | 0 | 167.783 | 167.504 | 41474.8 | 23.5058 | 40209.1 | 40254.6 | 39684.8 | 39684.8 | 38918.5 | 38893.7 | 1486.14 | 0 | 0 | 29.6628 | 0 | 38864.1 | 949.908 | 37896.1 | 37706.582
1794 | 1979-03-16 17:00 | 52 | 136 | 37 | 15.2 | 5.1 | -9900 | 4.8477 | 264.907 | 83.2957 | 0 |  | 52 | 20.1069 | 40.0711 | 0.019788 | 10.6305 | 37.2972 | 0.019788 | 6.1495 | 35.6852 | 0 | 40.998 | 40.9651 | 10141.7 | 17.1555 | 8863.17 | 9118.5 | 9054.72 | 9054.72 | 8927.96 | 8926.4 | 1334.96 | 0 | 0 | 1.2165 | 0 | 8925.18 | 950 | 8525.03 | 8482.4072
1795 | 1979-03-16 18:00 | 0 | 0 | 0 | 14.4 | 4.1 | -9900
1796 | 1979-03-16 19:00 | 0 | 0 | 0 | 14 | 3.8 | -9900
1797 | 1979-03-16 20:00 | 0 | 0 | 0 | 13.7 | 3.4 | -9900
1798 | 1979-03-16 21:00 | 0 | 0 | 0 | 13.3 | 3.1 | -9900
1799 | 1979-03-16 22:00 | 0 | 0 | 0 | 12.9 | 3.4 | -9900
1800 | 1979-03-16 23:00 | 0 | 0 | 0 | 12.6 | 3.8 | -9900
1801 | 1979-03-17 | 0 | 0 | 0 | 12.2 | 4.1 | -9900
1802 | 1979-03-17 01:00 | 0 | 0 | 0 | 12.2 | 4.5 | -9900
1803 | 1979-03-17 02:00 | 0 | 0 | 0 | 12.2 | 4.8 | -9900
1804 | 1979-03-17 03:00 | 0 | 0 | 0 | 12.2 | 5.2 | -9900
1805 | 1979-03-17 04:00 | 0 | 0 | 0 | 12.4 | 4.7 | -9900
1806 | 1979-03-17 05:00 | 0 | 0 | 0 | 12.6 | 4.1 | -9900
1807 | 1979-03-17 06:00 | 32 | 7 | 32 | 12.8 | 3.6 | -9900 | 6.1122 | 95.6637 | 85.0974 | 0 |  | 32 | 0 | 31.5964 | 0.012177 | 0 | 29.5626 | 0.012177 | 0 | 28.2834 | 0 | 27.7178 | 27.7055 | 6858.85 | 14.216 | 5680.01 | 5902 | 5869.52 | 5869.52 | 5787.35 | 5786.91 | 1545.56 | 0 | 0 | 0.72167 | 0 | 5786.18 | 950 | 5513.14 | 5485.5703
1808 | 1979-03-17 07:00 | 158 | 0 | 158 | 13.2 | 3.4 | -9900 | 18.5427 | 104.274 | 72.13 | 0 |  | 158 | 0 | 156.171 | 0.060124 | 0 | 146.183 | 0.060124 | 0 | 139.857 | 0 | 137.06 | 136.974 | 33909.5 | 20.2646 | 32516.3 | 33083.1 | 32987.4 | 32987.4 | 32525.5 | 32511.3 | 1536.66 | 0 | 0 | 22.7363 | 0 | 32488.6 | 950 | 31627.1 | 31468.9844
1809 | 1979-03-17 08:00 | 192 | 10 | 188 | 13.5 | 3.3 | -9900 | 30.4616 | 114.312 | 59.5679 | 0 |  | 192 | 3.9911 | 186.596 | 0.073062 | 3.8426 | 174.571 | 0.073062 | 3.6559 | 167.018 | 0 | 167.26 | 167.195 | 41391.2 | 22.1626 | 40064.8 | 40475.5 | 40362.6 | 40362.6 | 39797.6 | 39777.4 | 1577.23 | 0 | 0 | 34.9291 | 0 | 39742.4 | 950 | 38823.7 | 38629.5938
1810 | 1979-03-17 09:00 | 266 | 4 | 263 | 13.9 | 3.1 | -9900 | 41.3343 | 127.126 | 47.8729 | 0 |  | 266 | 3.0431 | 261.637 | 0.10122 | 2.832 | 244.763 | 0.10122 | 2.7631 | 234.173 | 0 | 232.197 | 232.058 | 57449.4 | 26.0331 | 56327 | 56090.3 | 55946 | 55946 | 55162.7 | 55124.3 | 1586.75 | 0 | 0 | 67.0493 | 0 | 55057.3 | 949.999 | 53862.4 | 53593.1289
1811 | 1979-03-17 10:00 | 438 | 180 | 300 | 14.5 | 4.1 | -9900 | 50.1768 | 144.597 | 37.9688 | 0 |  | 438 | 141.511 | 302.498 | 0.16667 | 125.287 | 283.056 | 0.16667 | 123.631 | 270.808 | 0 | 386.55 | 386.457 | 95670.2 | 33.807 | 95182.9 | 91912.7 | 91650.5 | 91650.5 | 90367.4 | 90251.4 | 1504.34 | 0 | 0 | 166.24 | 0 | 90085.1 | 949.999 | 88575.2 | 88132.2812
1812 | 1979-03-17 11:00 | 447 | 150 | 324 | 15 | 5.2 | -9900 | 55.3216 | 168.027 | 31.6635 | 0 |  | 447 | 127.24 | 327.927 | 0.1701 | 116.968 | 306.788 | 0.1701 | 115.951 | 293.514 | 0 | 401.275 | 400.938 | 99256.1 | 34.0527 | 98829.2 | 95422.7 | 95103.9 | 95103.9 | 93772.1 | 93652.2 | 1535.31 | 0 | 0 | 182.906 | 0 | 93469.3 | 950 | 91919.8 | 91460.2266
1813 | 1979-03-17 12:00 | 604 | 298 | 360 | 15.6 | 6.2 | -9900 | 55.0603 | 194.458 | 31.2153 | 0 |  | 604 | 254.511 | 368.198 | 0.22984 | 245.168 | 344.396 | 0.22984 | 243.092 | 329.495 | 0 | 561.135 | 560.838 | 138837 | 41.0657 | 139076 | 130702 | 130122 | 130122 | 128299 | 128079 | 1540.11 | 0 | 0 | 340.092 | 0 | 127739 | 950 | 125624 | 124996.2422
1814 | 1979-03-17 13:00 | 477 | 205 | 322 | 15.6 | 6.2 | -9900 | 49.4999 | 217.378 | 36.812 | 0 |  | 477 | 163.145 | 327.53 | 0.18151 | 161.708 | 306.276 | 0.18151 | 159.691 | 293.025 | 0 | 443.662 | 443.532 | 109803 | 35.7392 | 109559 | 105210 | 104832 | 104832 | 103364 | 103228 | 1573.3 | 0 | 0 | 231.493 | 0 | 102996 | 949.999 | 101336 | 100828.8359
1815 | 1979-03-17 14:00 | 386 | 205 | 253 | 15.6 | 6.2 | -9900 | 40.4182 | 234.351 | 46.3121 | 0 |  | 386 | 141.608 | 257.494 | 0.14688 | 111.667 | 240.73 | 0.14688 | 109.109 | 230.315 | 0 | 332.636 | 332.397 | 82291.2 | 30.693 | 81572.9 | 79719.4 | 79391.9 | 79391.9 | 78280.4 | 78182.4 | 1478.3 | 0 | 0 | 117.631 | 0 | 78064.8 | 950 | 76676.1 | 76292.7656
1816 | 1979-03-17 15:00 | 267 | 134 | 201 | 15.6 | 6.2 | -9900 | 29.4245 | 246.852 | 57.7979 | 0 |  | 267 | 71.5337 | 204.909 | 0.1016 | 47.9094 | 191.514 | 0.1016 | 45.6874 | 183.229 | 0 | 224.339 | 224.286 | 55526.2 | 25.784 | 54382.7 | 54162.3 | 53959.9 | 53959.9 | 53204.5 | 53167 | 1544.45 | 0 | 0 | 61.4224 | 0 | 53105.6 | 950 | 51942.5 | 51682.8086
1817 | 1979-03-17 16:00 | 125 | 121 | 89 | 15.4 | 5.3 | -9900 | 17.4499 | 256.727 | 70.251 | 0 |  | 125 | 40.5251 | 90.6437 | 0.047566 | 27.2005 | 84.699 | 0.047566 | 24.3324 | 81.0351 | 0 | 103.26 | 103.191 | 25548 | 20.2814 | 24127.4 | 24536.7 | 24366.7 | 24366.7 | 24025.5 | 24017.4 | 1525.35 | 0 | 0 | 11.7506 | 0 | 24005.6 | 950 | 23222.6 | 23106.4746
1818 | 1979-03-17 17:00 | 31 | 29 | 28 | 15.2 | 4.5 | -9900 | 5.0029 | 265.279 | 83.1632 | 0 |  | 31 | 4.0908 | 29.0216 | 0.011796 | 2.1429 | 27.0789 | 0.011796 | 1.2596 | 25.9079 | 0 | 26.6241 | 26.6094 | 6587.68 | 16.5054 | 5420.95 | 5587.25 | 5550.52 | 5550.52 | 5472.81 | 5472.37 | 1468.24 | 0 | 0 | 0.58749 | 0 | 5471.79 | 950 | 5211.94 | 5185.8848
1819 | 1979-03-17 18:00 | 0 | 0 | 0 | 15 | 3.6 | -9900
1820 | 1979-03-17 19:00 | 0 | 0 | 0 | 14.8 | 2.4 | -9900
1821 | 1979-03-17 20:00 | 0 | 0 | 0 | 14.6 | 1.2 | -9900
1822 | 1979-03-17 21:00 | 0 | 0 | 0 | 14.4 | 0 | -9900
1823 | 1979-03-17 22:00 | 0 | 0 | 0 | 13.9 | 0.7 | -9900
1824 | 1979-03-17 23:00 | 0 | 0 | 0 | 13.3 | 1.4 | -9900
1825 | 1979-03-18 | 0 | 0 | 0 | 12.8 | 2.1 | -9900
1826 | 1979-03-18 01:00 | 0 | 0 | 0 | 12.4 | 2.1 | -9900
1827 | 1979-03-18 02:00 | 0 | 0 | 0 | 12.1 | 2.1 | -9900
1828 | 1979-03-18 03:00 | 0 | 0 | 0 | 11.7 | 2.1 | -9900
1829 | 1979-03-18 04:00 | 0 | 0 | 0 | 11.5 | 2.1 | -9900
1830 | 1979-03-18 05:00 | 0 | 0 | 0 | 11.3 | 2.1 | -9900
1831 | 1979-03-18 06:00 | 62 | 268 | 32 | 11.1 | 2.1 | -9900 | 6.3888 | 95.3704 | 84.8404 | 0 |  | 62 | 24.2123 | 30.7503 | 0.023593 | 21.1428 | 28.9291 | 0.023593 | 11.8822 | 27.6759 | 0 | 38.7669 | 38.7772 | 9598.41 | 13.2218 | 8360.18 | 8708.69 | 8603.52 | 8603.52 | 8483.07 | 8481.45 | 1428.18 | 0 | 0 | 1.6122 | 0 | 8479.84 | 950 | 8107.93 | 8067.395
1832 | 1979-03-18 07:00 | 154 | 166 | 101 | 12 | 2.6 | -9900 | 18.8303 | 103.978 | 71.863 | 0 |  | 154 | 51.0463 | 100.453 | 0.058602 | 49.3819 | 94.102 | 0.058602 | 43.9176 | 90.0292 | 0 | 131.268 | 131.171 | 32471.3 | 19.0161 | 31073.2 | 31746.6 | 31572.2 | 31572.2 | 31130.1 | 31116.9 | 1550.21 | 0 | 0 | 21.1208 | 0 | 31095.8 | 950 | 30249.8 | 30098.5371
1833 | 1979-03-18 08:00 | 274 | 114 | 217 | 13 | 3.1 | -9900 | 30.7705 | 114.013 | 59.2803 | 0 |  | 274 | 56.8384 | 216.697 | 0.10426 | 54.7582 | 202.863 | 0.10426 | 52.1433 | 194.084 | 0 | 241.303 | 241.2 | 59711 | 25.6111 | 58624.1 | 58452.6 | 58249.9 | 58249.9 | 57434.4 | 57390.6 | 1555.67 | 0 | 0 | 71.7306 | 0 | 57318.9 | 950 | 56091.9 | 55811.4062
1834 | 1979-03-18 09:00 | 366 | 167 | 255 | 13.9 | 3.6 | -9900 | 41.6757 | 126.843 | 47.5518 | 0 |  | 366 | 112.529 | 255.97 | 0.13927 | 104.845 | 239.563 | 0.13927 | 102.341 | 229.196 | 0 | 324.906 | 324.714 | 80385.6 | 30.4957 | 79632.2 | 77926.3 | 77704 | 77704 | 76616.2 | 76535.6 | 1532.49 | 0 | 0 | 125.897 | 0 | 76409.7 | 949.999 | 75008.4 | 74633.3281
1835 | 1979-03-18 10:00 | 351 | 115 | 263 | 14.3 | 4.5 | -9900 | 50.5572 | 144.394 | 37.6028 | 0 |  | 351 | 90.1892 | 265.087 | 0.13357 | 79.9903 | 248.042 | 0.13357 | 78.9571 | 237.309 | 0 | 309.941 | 309.784 | 76689.2 | 29.4974 | 75874.3 | 74522.6 | 74280.4 | 74280.4 | 73240.5 | 73165.3 | 1511.42 | 0 | 0 | 110.653 | 0 | 73054.7 | 949.999 | 71674.1 | 71315.6953
1836 | 1979-03-18 11:00 | 507 | 158 | 377 | 14.6 | 5.3 | -9900 | 55.7235 | 168.031 | 31.2639 | 0 |  | 507 | 134.408 | 381.727 | 0.19293 | 123.554 | 357.126 | 0.19293 | 122.511 | 341.673 | 0 | 454.9 | 454.538 | 112526 | 36.1017 | 112330 | 107611 | 107269 | 107269 | 105768 | 105618 | 1547.14 | 0 | 0 | 234.678 | 0 | 105384 | 950 | 103660 | 103141.2344
1837 | 1979-03-18 12:00 | 519 | 132 | 411 | 15 | 6.2 | -9900 | 55.4313 | 194.729 | 30.8431 | 0 |  | 519 | 112.587 | 417.596 | 0.1975 | 108.453 | 390.592 | 0.1975 | 107.559 | 373.692 | 0 | 471.626 | 471.46 | 116712 | 36.4073 | 116589 | 111630 | 111249 | 111249 | 109691 | 109534 | 1553.98 | 0 | 0 | 254.49 | 0 | 109280 | 949.999 | 107505 | 106967.125
1838 | 1979-03-18 13:00 | 412 | 43 | 379 | 15.4 | 6.5 | -9900 | 49.8019 | 217.787 | 36.5179 | 0 |  | 412 | 34.711 | 387.927 | 0.15678 | 34.4551 | 362.781 | 0.15678 | 34.0334 | 347.086 | 0 | 373.497 | 373.343 | 92426.4 | 32.1224 | 91876 | 89440.8 | 89212.2 | 89212.2 | 87963.1 | 87864.8 | 1578.67 | 0 | 0 | 168.934 | 0 | 87695.8 | 949.999 | 86216.3 | 85785.2266
1839 | 1979-03-18 14:00 | 376 | 162 | 271 | 15.7 | 6.9 | -9900 | 40.6562 | 234.777 | 46.09 | 0 |  | 376 | 111.704 | 275.901 | 0.14308 | 87.8889 | 257.935 | 0.14308 | 85.9007 | 246.776 | 0 | 326.023 | 325.76 | 80649 | 30.0279 | 79899.7 | 78328 | 78055.1 | 78055.1 | 76962.3 | 76875.4 | 1510.69 | 0 | 0 | 119.386 | 0 | 76756.1 | 950 | 75365.7 | 74988.8516
1840 | 1979-03-18 15:00 | 205 | 88 | 161 | 16.1 | 7.2 | -9900 | 29.6182 | 247.256 | 57.6239 | 0 |  | 205 | 47.6332 | 163.75 | 0.078009 | 31.8285 | 153.057 | 0.078009 | 30.3662 | 146.436 | 0 | 173.266 | 173.211 | 42881.5 | 23.6151 | 41576.1 | 41759.8 | 41594 | 41594 | 41011.7 | 40989.8 | 1554.36 | 0 | 0 | 36.7492 | 0 | 40953.1 | 950 | 39994.7 | 39794.7227
1841 | 1979-03-18 16:00 | 98 | 42 | 85 | 15.5 | 6.3 | -9900 | 17.6169 | 257.11 | 70.1054 | 0 |  | 98 | 14.6021 | 84.9867 | 0.037292 | 9.8725 | 79.5018 | 0.037292 | 8.8442 | 76.0619 | 0 | 83.2081 | 83.1675 | 20589.7 | 19.2592 | 19167.3 | 19576.4 | 19495.5 | 19495.5 | 19222.6 | 19217.6 | 1546.63 | 0 | 0 | 7.8303 | 0 | 19209.8 | 950 | 18505.3 | 18412.791
1842 | 1979-03-18 17:00 | 57 | 193 | 35 | 15 | 5.5 | -9900 | 5.1572 | 265.652 | 83.0316 | 0 |  | 57 | 29.6609 | 38.1672 | 0.02169 | 15.4377 | 35.5209 | 0.02169 | 9.221 | 33.9856 | 0 | 42.3425 | 42.329 | 10479.7 | 16.9842 | 9199.83 | 9467.16 | 9374.29 | 9374.29 | 9241.3 | 9239.26 | 1242.12 | 0 | 0 | 1.0242 | 0 | 9238.24 | 944.524 | 8828.58 | 8784.4375
1843 | 1979-03-18 18:00 | 0 | 0 | 0 | 14.4 | 4.6 | -9900
1844 | 1979-03-18 19:00 | 0 | 0 | 0 | 14 | 3.8 | -9900
1845 | 1979-03-18 20:00 | 0 | 0 | 0 | 13.7 | 2.9 | -9900
1846 | 1979-03-18 21:00 | 0 | 0 | 0 | 13.3 | 2.1 | -9900
1847 | 1979-03-18 22:00 | 0 | 0 | 0 | 13.3 | 2.4 | -9900
1848 | 1979-03-18 23:00 | 0 | 0 | 0 | 13.3 | 2.8 | -9900
1849 | 1979-03-19 | 0 | 0 | 0 | 13.3 | 3.1 | -9900
1850 | 1979-03-19 01:00 | 0 | 0 | 0 | 12.9 | 3.3 | -9900
1851 | 1979-03-19 02:00 | 0 | 0 | 0 | 12.6 | 3.4 | -9900
1852 | 1979-03-19 03:00 | 0 | 0 | 0 | 12.2 | 3.6 | -9900
1853 | 1979-03-19 04:00 | 0 | 0 | 0 | 12 | 3.8 | -9900
1854 | 1979-03-19 05:00 | 1 | 0 | 1 | 11.9 | 3.9 | -9900 | -5.9511 | 86.9443 | 90 | 0 |  | 1 | 0 | 1.085 | 0.00038053 | 0 | 1.0147 | 0 | 0 | 0.97079 | 0 | 0.95137 | 0.95093 | 235.416 | 11.9479 | 18.5147 | 18.37 | 17.1894 | 17.1894 | 16.9487 | 16.9487 | 1355.74 | 0 | 0 | 4.974e-06 | 0 | 16.9487 | 950 | 16.0731 | 15.9927
1855 | 1979-03-19 06:00 | 43 | 0 | 43 | 11.7 | 4.1 | -9900 | 6.6659 | 95.0772 | 84.5829 | 0 |  | 43 | 0 | 42.2418 | 0.016363 | 0 | 39.5441 | 0.016363 | 0 | 37.8328 | 0 | 37.0762 | 37.0629 | 9175.35 | 13.5516 | 7915 | 8250.67 | 8211.41 | 8211.41 | 8096.45 | 8095.56 | 1529.23 | 0 | 0 | 1.4068 | 0 | 8094.15 | 950 | 7726.76 | 7688.1279
1856 | 1979-03-19 07:00 | 145 | 44 | 131 | 12.4 | 4.8 | -9900 | 19.1181 | 103.681 | 71.5959 | 0 |  | 145 | 13.4774 | 132.187 | 0.055177 | 13.0404 | 123.645 | 0.055177 | 11.6267 | 118.295 | 0 | 127.324 | 127.273 | 31507.5 | 18.5591 | 30098.9 | 30815.6 | 30704.5 | 30704.5 | 30274.7 | 30262.7 | 1556.65 | 0 | 0 | 19.8456 | 0 | 30242.8 | 950 | 29389.4 | 29242.4668
1857 | 1979-03-19 08:00 | 346 | 203 | 242 | 13.2 | 5.5 | -9900 | 31.0794 | 113.713 | 58.9929 | 0 |  | 346 | 103.643 | 241.578 | 0.13166 | 99.8913 | 226.168 | 0.13166 | 95.2022 | 216.38 | 0 | 305.351 | 305.05 | 75518.2 | 27.4995 | 74681.6 | 73931.5 | 73648.7 | 73648.7 | 72617.6 | 72547.2 | 1550.62 | 0 | 0 | 114.951 | 0 | 72432.2 | 949.999 | 71057.1 | 70701.8438
1858 | 1979-03-19 09:00 | 296 | 75 | 247 | 13.9 | 6.2 | -9900 | 42.0169 | 126.557 | 47.2311 | 0 |  | 296 | 49.6469 | 249.655 | 0.11264 | 46.3107 | 233.529 | 0.11264 | 45.2248 | 223.425 | 0 | 263.276 | 263.043 | 65118.8 | 25.8439 | 64113.3 | 63878.2 | 63712.8 | 63712.8 | 62820.8 | 62768.9 | 1553.75 | 0 | 0 | 86.056 | 0 | 62682.9 | 950 | 61401.3 | 61094.2695
1859 | 1979-03-19 10:00 | 591 | 293 | 365 | 14.3 | 5.9 | -9900 | 50.9375 | 144.188 | 37.2368 | 0 |  | 591 | 231.497 | 369.943 | 0.22489 | 206.579 | 346.226 | 0.22489 | 203.971 | 331.244 | 0 | 524.51 | 524.008 | 129720 | 38.4204 | 129809 | 123051 | 122588 | 122588 | 120871 | 120660 | 1494.72 | 0 | 0 | 291.716 | 0 | 120368 | 950 | 118375 | 117782.6797
1860 | 1979-03-19 11:00 | 472 | 221 | 289 | 14.6 | 5.5 | -9900 | 56.1255 | 168.037 | 30.8642 | 0 |  | 472 | 189.101 | 294.51 | 0.17961 | 173.827 | 275.548 | 0.17961 | 172.402 | 263.625 | 0 | 427.307 | 426.741 | 105643 | 34.6039 | 105331 | 101430 | 101059 | 101059 | 99643.6 | 99499.6 | 1487.72 | 0 | 0 | 196.552 | 0 | 99303 | 949.999 | 97667.4 | 97179.1094
1861 | 1979-03-19 12:00 | 671 | 428 | 318 | 15 | 5.2 | -9900 | 55.8015 | 195.007 | 30.4717 | 0 |  | 671 | 367.779 | 327.727 | 0.25534 | 355.312 | 306.545 | 0.25534 | 352.462 | 293.282 | 0 | 632.829 | 632.331 | 156534 | 45.0485 | 157017 | 145173 | 144437 | 144437 | 142414 | 142146 | 1555.27 | 0 | 0 | 422.638 | 0 | 141723 | 950 | 139342 | 138645.3906
1862 | 1979-03-19 13:00 | 507 | 336 | 250 | 14.8 | 5.2 | -9900 | 50.1022 | 218.203 | 36.2259 | 0 |  | 507 | 270.147 | 259.093 | 0.19293 | 268.669 | 242.257 | 0.19293 | 265.443 | 231.776 | 0 | 487.275 | 487.125 | 120597 | 37.9483 | 120542 | 114791 | 114510 | 114510 | 112907 | 112749 | 1596.45 | 0 | 0 | 279.832 | 0 | 112469 | 950 | 110640 | 110087.25
1863 | 1979-03-19 14:00 | 480 | 426 | 202 | 14.6 | 5.2 | -9900 | 40.8923 | 235.207 | 45.8702 | 0 |  | 480 | 295.507 | 210.017 | 0.18265 | 230.477 | 196.293 | 0.18265 | 225.323 | 187.802 | 0 | 404.862 | 404.793 | 100217 | 33.8358 | 99825.2 | 95980.6 | 95655 | 95655 | 94206.6 | 94030.4 | 1418.77 | 0 | 0 | 33.6334 | 0 | 93996.8 | 950 | 92418.8 | 91956.7344
1864 | 1979-03-19 15:00 | 263 | 137 | 195 | 14.4 | 5.2 | -9900 | 29.8101 | 247.663 | 57.4519 | 0 |  | 263 | 73.5297 | 198.621 | 0.10008 | 48.9087 | 185.639 | 0.10008 | 46.6817 | 177.608 | 0 | 219.804 | 219.705 | 54393.1 | 24.8404 | 53234.5 | 53200.5 | 52981.3 | 52981.3 | 52239.5 | 52203.1 | 1539.16 | 0 | 0 | 58.8256 | 0 | 52144.3 | 950 | 50996.8 | 50741.7812
1865 | 1979-03-19 16:00 | 180 | 192 | 122 | 14.4 | 5 | -9900 | 17.7826 | 257.495 | 69.9613 | 0 |  | 180 | 65.0082 | 126.016 | 0.068495 | 44.1672 | 117.691 | 0.068495 | 39.6199 | 112.6 | 0 | 149.176 | 149.194 | 36937.4 | 21.5545 | 35582.1 | 35991.4 | 35835.2 | 35835.2 | 35333.5 | 35315.9 | 1521.95 | 0 | 0 | 25.3166 | 0 | 35290.6 | 950 | 34403.1 | 34231.0664
1866 | 1979-03-19 17:00 | 46 | 31 | 42 | 14.4 | 4.8 | -9900 | 5.3107 | 266.025 | 82.9009 | 0 |  | 46 | 5.3351 | 44.0151 | 0.017504 | 2.7553 | 41.036 | 0.017504 | 1.6686 | 39.2617 | 0 | 40.1117 | 40.1016 | 9927.95 | 16.3406 | 8646.89 | 8926 | 8877.53 | 8877.53 | 8753.24 | 8752.12 | 1483.64 | 0 | 0 | 1.5117 | 0 | 8750.61 | 950 | 8356.93 | 8315.1504
1867 | 1979-03-19 18:00 | 0 | 0 | 0 | 14.4 | 4.6 | -9900
1868 | 1979-03-19 19:00 | 0 | 0 | 0 | 14.2 | 4.8 | -9900
1869 | 1979-03-19 20:00 | 0 | 0 | 0 | 14.1 | 5 | -9900
1870 | 1979-03-19 21:00 | 0 | 0 | 0 | 13.9 | 5.2 | -9900
1871 | 1979-03-19 22:00 | 0 | 0 | 0 | 13.5 | 4.5 | -9900
1872 | 1979-03-19 23:00 | 0 | 0 | 0 | 13.2 | 3.8 | -9900
1873 | 1979-03-20 | 0 | 0 | 0 | 12.8 | 3.1 | -9900
1874 | 1979-03-20 01:00 | 0 | 0 | 0 | 12.4 | 3.8 | -9900
1875 | 1979-03-20 02:00 | 0 | 0 | 0 | 12.1 | 4.5 | -9900
1876 | 1979-03-20 03:00 | 0 | 0 | 0 | 11.7 | 5.2 | -9900
1877 | 1979-03-20 04:00 | 0 | 0 | 0 | 11.5 | 5.2 | -9900
1878 | 1979-03-20 05:00 | 1 | 1 | 0 | 11.3 | 5.2 | -9900 | -5.6747 | 86.6507 | 90 | 0 |  | 1 | 0 | 0 | 0.00038053 | 0 | 0 | 0 | 0 | 0 | 0 | 0 | 0 | 0 | 11.3 | 0 | 0 | 0 | 0 | 0 | 0 | 790 | 0 | 0 | 0 | 0 | 0 | 790 | 0 | 0
1879 | 1979-03-20 06:00 | 29 | 23 | 27 | 11.1 | 5.2 | -9900 | 6.9433 | 94.7841 | 84.325 | 0 |  | 29 | 1.6338 | 27.5393 | 0.011035 | 1.4376 | 25.7099 | 0.011035 | 0.8349 | 24.5979 | 0 | 24.9242 | 24.9101 | 6166.75 | 12.2837 | 5017.94 | 5245.55 | 5210.82 | 5210.82 | 5137.87 | 5137.52 | 1547.38 | 0 | 0 | 0.56617 | 0 | 5136.95 | 950 | 4891.88 | 4867.418
1880 | 1979-03-20 07:00 | 131 | 60 | 111 | 12.2 | 5.7 | -9900 | 19.4059 | 103.383 | 71.3288 | 0 |  | 131 | 19.2444 | 111.83 | 0.049849 | 18.6524 | 104.582 | 0.049849 | 16.6704 | 100.058 | 0 | 114.393 | 114.314 | 28299.3 | 17.51 | 26875.5 | 27623.1 | 27513.7 | 27513.7 | 27128.5 | 27118.8 | 1560.35 | 0 | 0 | 16.1466 | 0 | 27102.7 | 950 | 26271.5 | 26140.1348
1881 | 1979-03-20 08:00 | 240 | 79 | 200 | 13.3 | 6.2 | -9900 | 31.3879 | 113.412 | 58.7058 | 0 |  | 240 | 39.8389 | 201.949 | 0.091327 | 38.4132 | 188.905 | 0.091327 | 36.6404 | 180.732 | 0 | 213.025 | 212.877 | 52700.4 | 22.966 | 51512.5 | 51875.7 | 51707.1 | 51707.1 | 50983.2 | 50949.9 | 1574.45 | 0 | 0 | 57.5603 | 0 | 50892.3 | 950 | 49764.6 | 49515.7266
1882 | 1979-03-20 09:00 | 411 | 81 | 357 | 14.4 | 6.7 | -9900 | 42.3578 | 126.269 | 46.9109 | 0 |  | 411 | 54.6823 | 363.646 | 0.1564 | 51.0671 | 340.222 | 0.1564 | 49.8918 | 325.501 | 0 | 367.885 | 367.682 | 91024.9 | 30.7196 | 90451.4 | 88491.2 | 88271.4 | 88271.4 | 87035.6 | 86936.3 | 1559.06 | 0 | 0 | 164.05 | 0 | 86772.3 | 950 | 85305.3 | 84878.8125
1883 | 1979-03-20 10:00 | 593 | 370 | 305 | 14.2 | 6.9 | -9900 | 51.3178 | 143.979 | 36.8713 | 0 |  | 593 | 294.846 | 309.224 | 0.22565 | 263.234 | 289.393 | 0.22565 | 259.989 | 276.871 | 0 | 526.122 | 525.595 | 130114 | 37.3173 | 130210 | 123866 | 123341 | 123341 | 121613 | 121390 | 1478.73 | 0 | 0 | 287.133 | 0 | 121103 | 950 | 119082 | 118486.6641
1884 | 1979-03-20 11:00 | 382 | 17 | 368 | 14.1 | 7 | -9900 | 56.5276 | 168.043 | 30.4644 | 0 |  | 382 | 14.459 | 367.541 | 0.14536 | 13.3311 | 343.785 | 0.14536 | 13.2249 | 328.91 | 0 | 335.293 | 335.199 | 82982.7 | 28.7762 | 82269.3 | 81089.4 | 80884.3 | 80884.3 | 79751.5 | 79669.2 | 1559.08 | 0 | 0 | 136.792 | 0 | 79532.4 | 949.999 | 78096.8 | 77706.3047
1885 | 1979-03-20 12:00 | 492 | 112 | 399 | 13.9 | 7.2 | -9900 | 56.1709 | 195.291 | 30.1012 | 0 |  | 492 | 96.838 | 405.204 | 0.18722 | 93.6917 | 378.998 | 0.18722 | 92.9607 | 362.6 | 0 | 446.449 | 446.302 | 110485 | 33.2636 | 110253 | 106851 | 106528 | 106528 | 105036 | 104892 | 1547.51 | 0 | 0 | 233.617 | 0 | 104658 | 949.999 | 102960 | 102445.125
1886 | 1979-03-20 13:00 | 547 | 307 | 311 | 14.1 | 6.9 | -9900 | 50.4006 | 218.625 | 35.9362 | 0 |  | 547 | 247.911 | 318.717 | 0.20815 | 246.729 | 298.019 | 0.20815 | 243.824 | 285.126 | 0 | 518.371 | 518.15 | 128278 | 36.8898 | 128351 | 122736 | 122458 | 122458 | 120744 | 120562 | 1586.8 | 0 | 0 | 320.657 | 0 | 120241 | 950 | 118269 | 117678.0078
1887 | 1979-03-20 14:00 | 595 | 648 | 169 | 14.2 | 6.5 | -9900 | 41.1262 | 235.64 | 45.6529 | 0 |  | 595 | 452.461 | 177.318 | 0.22642 | 352.646 | 165.715 | 0.22642 | 344.857 | 158.546 | 0 | 493.335 | 493.456 | 122167 | 36.3024 | 122143 | 115770 | 115277 | 115277 | 112759 | 112499 | 1415.78 | 0 | 0 | -122.331 | 0 | 112621 | 950 | 110721 | 110167.4375
1888 | 1979-03-20 15:00 | 388 | 464 | 156 | 14.4 | 6.2 | -9900 | 30.0002 | 248.072 | 57.2819 | 0 |  | 388 | 250.579 | 162.557 | 0.14765 | 166.287 | 151.866 | 0.14765 | 158.785 | 145.297 | 0 | 298 | 298.106 | 73812.1 | 27.936 | 72992.3 | 71693.4 | 71084.1 | 71084.1 | 69639 | 69559.4 | 1466.31 | 0 | 0 | 102.032 | 0 | 69457.4 | 947.549 | 68186.7 | 67845.7969
1889 | 1979-03-20 16:00 | 239 | 506 | 83 | 14.2 | 6 | -9900 | 17.947 | 257.88 | 69.8187 | 0 |  | 239 | 174.481 | 88.0204 | 0.090947 | 118.874 | 82.153 | 0.090947 | 106.767 | 78.6002 | 0 | 181.659 | 181.705 | 44990.3 | 22.526 | 43770.5 | 43948 | 43677.1 | 43677.1 | 42946.2 | 42915.5 | 1496.08 | 0 | 0 | -69.6748 | 0 | 42985.2 | 950 | 41957.9 | 41748.0703
1890 | 1979-03-20 17:00 | 55 | 172 | 35 | 14.1 | 5.9 | -9900 | 5.4635 | 266.399 | 82.7712 | 0 |  | 55 | 26.4034 | 38.0257 | 0.020929 | 13.5202 | 35.3926 | 0.020929 | 8.3258 | 33.8629 | 0 | 41.3449 | 41.3607 | 10239.5 | 16.0039 | 8963.22 | 9256.85 | 9157.52 | 9157.52 | 9029.32 | 9027.44 | 1259.01 | 0 | 0 | 1.0275 | 0 | 9026.41 | 945.571 | 8624.02 | 8580.9043
1891 | 1979-03-20 18:00 | 0 | 0 | 0 | 13.9 | 5.7 | -9900
1892 | 1979-03-20 19:00 | 0 | 0 | 0 | 13.3 | 4.7 | -9900
1893 | 1979-03-20 20:00 | 0 | 0 | 0 | 12.8 | 3.6 | -9900
1894 | 1979-03-20 21:00 | 0 | 0 | 0 | 12.2 | 2.6 | -9900
1895 | 1979-03-20 22:00 | 0 | 0 | 0 | 12.4 | 2.6 | -9900
1896 | 1979-03-20 23:00 | 0 | 0 | 0 | 12.6 | 2.6 | -9900
1897 | 1979-03-21 | 0 | 0 | 0 | 12.8 | 2.6 | -9900
1898 | 1979-03-21 01:00 | 0 | 0 | 0 | 12.6 | 2.4 | -9900
1899 | 1979-03-21 02:00 | 0 | 0 | 0 | 12.4 | 2.3 | -9900
1900 | 1979-03-21 03:00 | 0 | 0 | 0 | 12.2 | 2.1 | -9900
1901 | 1979-03-21 04:00 | 0 | 0 | 0 | 12.4 | 2.8 | -9900
1902 | 1979-03-21 05:00 | 1 | 0 | 1 | 12.6 | 3.4 | -9900 | -5.3977 | 86.3579 | 90 | 0 |  | 1 | 0 | 1.0843 | 0.00038053 | 0 | 1.0141 | 0 | 0 | 0.97025 | 0 | 0.95085 | 0.95059 | 235.327 | 12.649 | 18.5053 | 18.3685 | 17.1845 | 17.1845 | 16.9439 | 16.9439 | 1344.79 | 0 | 0 | 4.8721e-06 | 0 | 16.9439 | 950 | 16.0685 | 15.9882
1903 | 1979-03-21 06:00 | 25 | 4 | 25 | 12.8 | 4.1 | -9900 | 7.2209 | 94.491 | 84.0668 | 0 |  | 25 | 0 | 24.8502 | 0.0095133 | 0 | 23.2341 | 0.0095133 | 0 | 22.2289 | 0 | 21.7843 | 21.7769 | 5391.23 | 13.888 | 4280.43 | 4447.11 | 4416.11 | 4416.11 | 4354.29 | 4354.04 | 1556.53 | 0 | 0 | 0.40977 | 0 | 4353.63 | 950 | 4143.31 | 4122.5977
1904 | 1979-03-21 07:00 | 111 | 2 | 111 | 13.3 | 5 | -9900 | 19.6935 | 103.085 | 71.0618 | 0 |  | 111 | 0 | 109.889 | 0.042239 | 0 | 102.809 | 0.042239 | 0 | 98.361 | 0 | 96.3938 | 96.3813 | 23860.5 | 17.9219 | 22428.3 | 23021.2 | 22946.3 | 22946.3 | 22625.1 | 22618.4 | 1560.17 | 0 | 0 | 11.1235 | 0 | 22607.3 | 950 | 21834.4 | 21725.1934
1905 | 1979-03-21 08:00 | 244 | 92 | 196 | 13.9 | 5.8 | -9900 | 31.6961 | 113.109 | 58.4193 | 0 |  | 244 | 47.7789 | 197.822 | 0.092849 | 46.0015 | 185.041 | 0.092849 | 43.9136 | 177.035 | 0 | 216.53 | 216.299 | 53546.5 | 23.9017 | 52370.2 | 52560.3 | 52404.2 | 52404.2 | 51670.5 | 51635.4 | 1559.1 | 0 | 0 | 58.0566 | 0 | 51577.3 | 950 | 50437 | 50184.793
1906 | 1979-03-21 09:00 | 363 | 115 | 285 | 14.4 | 6.7 | -9900 | 42.6982 | 125.979 | 46.5913 | 0 |  | 363 | 78.9419 | 285.985 | 0.13813 | 73.791 | 267.66 | 0.13813 | 72.1241 | 256.078 | 0 | 321.638 | 321.453 | 79578.6 | 28.6677 | 78809.6 | 77682.7 | 77474.4 | 77474.4 | 76389.8 | 76311.7 | 1548.74 | 0 | 0 | 125.963 | 0 | 76185.8 | 949.999 | 74782 | 74408.0781
1907 | 1979-03-21 10:00 | 441 | 145 | 328 | 15 | 6.7 | -9900 | 51.6978 | 143.768 | 36.5062 | 0 |  | 441 | 115.625 | 330.616 | 0.16781 | 103.277 | 309.368 | 0.16781 | 102.034 | 295.981 | 0 | 390.055 | 389.839 | 96508.4 | 32.3031 | 96033.7 | 93333.7 | 93028.9 | 93028.9 | 91726.3 | 91608.6 | 1516.22 | 0 | 0 | 172.918 | 0 | 91435.7 | 950 | 89909.1 | 89459.5469
1908 | 1979-03-21 11:00 | 626 | 311 | 366 | 15.5 | 6.7 | -9900 | 56.9297 | 168.051 | 30.0648 | 0 |  | 626 | 268.38 | 372.695 | 0.23821 | 248.188 | 348.699 | 0.23821 | 246.27 | 333.611 | 0 | 568.283 | 567.655 | 140529 | 40.6955 | 140787 | 132354 | 131850 | 131850 | 130004 | 129765 | 1509.47 | 0 | 0 | 339.675 | 0 | 129425 | 950 | 127266 | 126630.1328
1909 | 1979-03-21 12:00 | 592 | 215 | 413 | 16.1 | 6.7 | -9900 | 56.5393 | 195.581 | 29.7318 | 0 |  | 592 | 186.281 | 419.431 | 0.22527 | 180.228 | 392.303 | 0.22527 | 178.86 | 375.33 | 0 | 543.106 | 542.755 | 134363 | 40.1903 | 134533 | 126925 | 126498 | 126498 | 124726 | 124519 | 1542.74 | 0 | 0 | 325.119 | 0 | 124194 | 950 | 122144 | 121533.7344
1910 | 1979-03-21 13:00 | 361 | 63 | 312 | 16.1 | 6 | -9900 | 50.6969 | 219.052 | 35.6488 | 0 |  | 361 | 51.4399 | 317.364 | 0.13737 | 51.1945 | 296.797 | 0.13737 | 50.603 | 283.956 | 0 | 327.868 | 327.731 | 81134.8 | 31.1171 | 80389 | 78556 | 78366.1 | 78366.1 | 77268.9 | 77194.1 | 1587.45 | 0 | 0 | 131.234 | 0 | 77062.9 | 949.999 | 75639.7 | 75261.5
1911 | 1979-03-21 14:00 | 427 | 286 | 239 | 16.1 | 5.3 | -9900 | 41.3579 | 236.077 | 45.4381 | 0 |  | 427 | 199.518 | 245.272 | 0.16249 | 154.133 | 229.275 | 0.16249 | 150.766 | 219.357 | 0 | 362.72 | 362.684 | 89787.4 | 33.2566 | 89204 | 86198.7 | 85843.5 | 85843.5 | 84641.7 | 84513.5 | 1436.18 | 0 | 0 | 125.331 | 0 | 84388.1 | 950 | 82958.8 | 82544.0547
1912 | 1979-03-21 15:00 | 355 | 188 | 261 | 16.1 | 4.6 | -9900 | 30.1885 | 248.482 | 57.1141 | 0 |  | 355 | 101.413 | 266.541 | 0.13509 | 67.1415 | 249.089 | 0.13509 | 64.1396 | 238.314 | 0 | 296.404 | 296.394 | 73380.6 | 30.5745 | 72512.5 | 70892 | 70535.1 | 70535.1 | 69547.6 | 69481 | 1515.72 | 0 | 0 | 101.264 | 0 | 69379.7 | 950 | 68054.2 | 67713.8906
1913 | 1979-03-21 16:00 | 202 | 204 | 139 | 15.5 | 3.8 | -9900 | 18.11 | 258.267 | 69.6776 | 0 |  | 202 | 70.3174 | 142.194 | 0.076867 | 48.0277 | 132.83 | 0.076867 | 43.1883 | 127.084 | 0 | 166.867 | 166.762 | 41286 | 23.9458 | 39971.4 | 40069.1 | 39922.8 | 39922.8 | 39363.8 | 39341.9 | 1527.46 | 0 | 0 | 31.5328 | 0 | 39310.4 | 950 | 38360.9 | 38169.1094
1914 | 1979-03-21 17:00 | 29 | 37 | 25 | 15 | 2.9 | -9900 | 5.6154 | 266.773 | 82.6423 | 0 |  | 29 | 5.2293 | 25.6412 | 0.011035 | 2.65 | 23.938 | 0.011035 | 1.6588 | 22.9027 | 0 | 24.0703 | 24.0706 | 5959.05 | 16.27 | 4821.39 | 4971.37 | 4935.58 | 4935.58 | 4866.48 | 4866.12 | 1432.38 | 0 | 0 | 0.44389 | 0 | 4865.67 | 950 | 4632.34 | 4609.1768
1915 | 1979-03-21 18:00 | 0 | 0 | 0 | 14.4 | 2.1 | -9900
1916 | 1979-03-21 19:00 | 0 | 0 | 0 | 14.6 | 2.1 | -9900
1917 | 1979-03-21 20:00 | 0 | 0 | 0 | 14.8 | 2.1 | -9900
1918 | 1979-03-21 21:00 | 0 | 0 | 0 | 15 | 2.1 | -9900
1919 | 1979-03-21 22:00 | 0 | 0 | 0 | 14.6 | 2.3 | -9900
1920 | 1979-03-21 23:00 | 0 | 0 | 0 | 14.3 | 2.4 | -9900
1921 | 1979-03-22 | 0 | 0 | 0 | 13.9 | 2.6 | -9900
1922 | 1979-03-22 01:00 | 0 | 0 | 0 | 13.7 | 2.2 | -9900
1923 | 1979-03-22 02:00 | 0 | 0 | 0 | 13.5 | 1.9 | -9900
1924 | 1979-03-22 03:00 | 0 | 0 | 0 | 13.3 | 1.5 | -9900
1925 | 1979-03-22 04:00 | 0 | 0 | 0 | 13.3 | 1.7 | -9900
1926 | 1979-03-22 05:00 | 0 | 0 | 0 | 13.3 | 1.9 | -9900
1927 | 1979-03-22 06:00 | 36 | 2 | 36 | 13.3 | 2.1 | -9900 | 7.4986 | 94.1981 | 83.8085 | 0 |  | 36 | 0 | 35.5962 | 0.013699 | 0 | 33.2992 | 0.013699 | 0 | 31.8584 | 0 | 31.2213 | 31.2071 | 7725.78 | 15.0076 | 6513.09 | 6751.83 | 6718.48 | 6718.48 | 6624.42 | 6623.85 | 1558.12 | 0 | 0 | 0.95632 | 0 | 6622.9 | 950 | 6314.61 | 6283.0386
1928 | 1979-03-22 07:00 | 184 | 107 | 148 | 14.6 | 1.9 | -9900 | 19.9809 | 102.787 | 70.7951 | 0 |  | 184 | 34.6092 | 146.608 | 0.070018 | 33.5645 | 137.297 | 0.070018 | 30.1378 | 131.355 | 0 | 158.263 | 158.143 | 39148.8 | 23.3325 | 37802.1 | 38016.9 | 37869.4 | 37869.4 | 37339.2 | 37320.5 | 1556.28 | 0 | 0 | 30.3916 | 0 | 37290.1 | 950 | 36403.7 | 36221.7188
1929 | 1979-03-22 08:00 | 334 | 289 | 182 | 15.9 | 1.7 | -9900 | 32.0038 | 112.804 | 58.1333 | 0 |  | 334 | 151.213 | 182.37 | 0.1271 | 145.65 | 170.759 | 0.1271 | 139.15 | 163.369 | 0 | 296.47 | 296.225 | 73330.7 | 32.4067 | 72461 | 70384 | 70095.8 | 70095.8 | 69114.5 | 69050.9 | 1557.55 | 0 | 0 | 105.904 | 0 | 68945 | 949.999 | 67602 | 67263.9844
1930 | 1979-03-22 09:00 | 482 | 333 | 256 | 17.2 | 1.5 | -9900 | 43.038 | 125.686 | 46.2726 | 0 |  | 482 | 228.605 | 258.062 | 0.18342 | 213.989 | 241.57 | 0.18342 | 209.243 | 231.116 | 0 | 431.553 | 431.304 | 106773 | 41.4536 | 106482 | 99763.4 | 99437.9 | 99437.9 | 98045.8 | 97911 | 1515.04 | 0 | 0 | 204.346 | 0 | 97706.6 | 950 | 96091.2 | 95610.7188
1931 | 1979-03-22 10:00 | 664 | 546 | 235 | 17.6 | 2.5 | -9900 | 52.0773 | 143.554 | 36.1417 | 0 |  | 664 | 438.734 | 240.318 | 0.25267 | 392.167 | 224.946 | 0.25267 | 387.558 | 215.211 | 0 | 590.714 | 590.16 | 146094 | 49.3104 | 146415 | 132189 | 131549 | 131549 | 129707 | 129442 | 1462.55 | 0 | 0 | 316.672 | 0 | 129125 | 950 | 126949 | 126313.7812
1932 | 1979-03-22 11:00 | 690 | 472 | 295 | 17.9 | 3.6 | -9900 | 57.3315 | 168.061 | 29.6653 | 0 |  | 690 | 407.516 | 302.856 | 0.26257 | 376.849 | 283.381 | 0.26257 | 374.022 | 271.119 | 0 | 632.238 | 631.615 | 156364 | 50.181 | 156824 | 141530 | 140921 | 140921 | 138948 | 138665 | 1496.19 | 0 | 0 | 373.976 | 0 | 138291 | 950 | 135959 | 135279.375
1933 | 1979-03-22 12:00 | 779 | 651 | 236 | 18.3 | 4.6 | -9900 | 56.9066 | 195.878 | 29.3635 | 0 |  | 779 | 564.769 | 245.027 | 0.29643 | 546.413 | 229.191 | 0.29643 | 542.381 | 219.274 | 0 | 746.422 | 745.608 | 184577 | 54.712 | 185315 | 164428 | 163642 | 163642 | 161350 | 160988 | 1527.5 | 0 | 0 | 521.912 | 0 | 160466 | 950 | 157691 | 156902.1406
1934 | 1979-03-22 13:00 | 802 | 724 | 241 | 18.3 | 4.8 | -9900 | 50.9912 | 219.486 | 35.3638 | 0 |  | 802 | 588.557 | 250.542 | 0.30518 | 585.749 | 234.254 | 0.30518 | 579.109 | 224.119 | 0 | 787.163 | 786.869 | 194806 | 56.379 | 195630 | 172811 | 172488 | 172488 | 170074 | 169703 | 1572.22 | 0 | 0 | 618.883 | 0 | 169084 | 950 | 166117 | 165286.5312
1935 | 1979-03-22 14:00 | 627 | 775 | 114 | 18.3 | 5 | -9900 | 41.5874 | 236.517 | 45.2257 | 0 |  | 627 | 543.997 | 120.069 | 0.23859 | 419.958 | 112.211 | 0.23859 | 410.894 | 107.357 | 0 | 507.886 | 507.803 | 125717 | 42.6515 | 125762 | 115515 | 114818 | 114818 | 109777 | 109517 | 1426.55 | 0 | 0 | -1151.43 | 0 | 110668 | 950 | 108746 | 108202.4688
1936 | 1979-03-22 15:00 | 454 | 737 | 82 | 18.3 | 5.2 | -9900 | 30.375 | 248.895 | 56.9482 | 0 |  | 454 | 400.887 | 87.0101 | 0.17276 | 264.794 | 81.2693 | 0.17276 | 253.061 | 77.7541 | 0 | 324.199 | 324.12 | 80263 | 33.7023 | 79640.1 | 75762.8 | 74840.6 | 74840.6 | 72007.4 | 71910.8 | 1479.09 | 0 | 0 | 121.096 | 85.3247 | 71704.4 | 936.926 | 70449.3 | 70097.1016
1937 | 1979-03-22 16:00 | 240 | 581 | 58 | 17.4 | 5 | -9900 | 18.2717 | 258.654 | 69.5379 | 0 |  | 240 | 202.725 | 62.1767 | 0.091327 | 138.487 | 58.0104 | 0.091327 | 124.673 | 55.5019 | 0 | 176.571 | 176.664 | 43741.8 | 25.8719 | 42544 | 42109.8 | 41880.9 | 41880.9 | 40866.6 | 40837.2 | 1488.38 | 0 | 0 | -28.7081 | 0 | 40865.9 | 950 | 39875 | 39675.6289
1938 | 1979-03-22 17:00 | 64 | 318 | 27 | 16.5 | 4.8 | -9900 | 5.7666 | 267.147 | 82.5142 | 0 |  | 64 | 47.922 | 29.9081 | 0.024354 | 24.0252 | 27.8146 | 0.024354 | 15.278 | 26.6127 | 0 | 41.0529 | 41.0405 | 10159.2 | 18.4861 | 8909.42 | 9108.21 | 8959.73 | 8959.73 | 8749.71 | 8747.17 | 1144.03 | 0 | 0 | 0.57066 | 0 | 8746.6 | 926.682 | 8363 | 8321.1865
1939 | 1979-03-22 18:00 | 0 | 0 | 0 | 15.6 | 4.6 | -9900
1940 | 1979-03-22 19:00 | 0 | 0 | 0 | 15.2 | 3.8 | -9900
1941 | 1979-03-22 20:00 | 0 | 0 | 0 | 14.8 | 2.9 | -9900
1942 | 1979-03-22 21:00 | 0 | 0 | 0 | 14.4 | 2.1 | -9900
1943 | 1979-03-22 22:00 | 0 | 0 | 0 | 13.9 | 1.9 | -9900
1944 | 1979-03-22 23:00 | 0 | 0 | 0 | 13.3 | 1.7 | -9900
1945 | 1979-03-23 | 0 | 0 | 0 | 12.8 | 1.5 | -9900
1946 | 1979-03-23 01:00 | 0 | 0 | 0 | 12.2 | 1.5 | -9900
1947 | 1979-03-23 02:00 | 0 | 0 | 0 | 11.7 | 1.5 | -9900
1948 | 1979-03-23 03:00 | 0 | 0 | 0 | 11.1 | 1.5 | -9900
1949 | 1979-03-23 04:00 | 0 | 0 | 0 | 11.3 | 1.5 | -9900
1950 | 1979-03-23 05:00 | 1 | 5 | 0 | 11.5 | 1.5 | -9900 | -4.8427 | 85.7746 | 90 | 0 |  | 1 | 0 | 0 | 0.00038053 | 0 | 0 | 0 | 0 | 0 | 0 | 0 | 0 | 0 | 11.5 | 0 | 0 | 0 | 0 | 0 | 0 | 790 | 0 | 0 | 0 | 0 | 0 | 790 | 0 | 0
1951 | 1979-03-23 06:00 | 73 | 286 | 34 | 11.7 | 1.5 | -9900 | 7.7763 | 93.9053 | 83.5503 | 0 |  | 73 | 32.3346 | 32.7318 | 0.027779 | 28.821 | 30.7769 | 0.027779 | 17.8173 | 29.4438 | 0 | 46.3159 | 46.3144 | 11464.2 | 14.3044 | 10180.9 | 10565.5 | 10437.3 | 10437.3 | 10291.2 | 10289 | 1431.75 | 0 | 0 | 2.2953 | 0 | 10286.7 | 950 | 9851.16 | 9801.9004
1952 | 1979-03-23 07:00 | 292 | 668 | 63 | 13.4 | 2.4 | -9900 | 20.2679 | 102.488 | 70.5288 | 0 |  | 292 | 220.059 | 63.4265 | 0.11112 | 213.459 | 59.4687 | 0.11112 | 192.092 | 56.8944 | 0 | 244.006 | 243.612 | 60301.5 | 26.5494 | 59239.1 | 58768.3 | 58286.5 | 58286.5 | 57470.5 | 57420 | 1507.31 | 0 | 0 | 68.4932 | 0 | 57351.5 | 950 | 56124 | 55843.3438
1953 | 1979-03-23 08:00 | 491 | 775 | 79 | 15 | 3.2 | -9900 | 32.3108 | 112.499 | 57.8481 | 0 |  | 491 | 409.638 | 80.5844 | 0.18684 | 394.826 | 75.5085 | 0.18684 | 377.499 | 72.2403 | 0 | 440.745 | 440.224 | 108973 | 37.9125 | 108732 | 103229 | 102642 | 102642 | 101204 | 101058 | 1508.93 | 0 | 0 | 217.117 | 0 | 100841 | 949.999 | 99173.7 | 98677.8516
1954 | 1979-03-23 09:00 | 652 | 827 | 87 | 16.7 | 4.1 | -9900 | 43.377 | 125.391 | 45.9548 | 0 |  | 652 | 571.205 | 89.1036 | 0.24811 | 535.051 | 83.4205 | 0.24811 | 523.405 | 79.8105 | 0 | 591.151 | 590.473 | 146174 | 46.1995 | 146523 | 134181 | 133613 | 133613 | 131448 | 131186 | 1481.39 | 0 | 0 | 64.243 | 0 | 131122 | 950 | 128897 | 128252.3906
1955 | 1979-03-23 10:00 | 789 | 845 | 122 | 17.2 | 5 | -9900 | 52.4564 | 143.338 | 35.778 | 0 |  | 789 | 681.78 | 124.94 | 0.30024 | 613.918 | 116.934 | 0.30024 | 606.866 | 111.874 | 0 | 704.365 | 703.669 | 174194 | 50.9442 | 174776 | 156104 | 155502 | 155502 | 152133 | 151745 | 1442.46 | 0 | 0 | -768.777 | 0 | 152514 | 950 | 149877 | 149127.7031
1956 | 1979-03-23 11:00 | 885 | 854 | 165 | 17.8 | 5.8 | -9900 | 57.733 | 168.071 | 29.2662 | 0 |  | 885 | 742.424 | 170.685 | 0.33677 | 686.542 | 159.716 | 0.33677 | 681.546 | 152.805 | 0 | 817.664 | 816.357 | 202100 | 55.5487 | 202778 | 178081 | 177168 | 177168 | 174687 | 174203 | 1453.36 | 0 | 0 | 548.271 | 0 | 173655 | 950 | 170566 | 169713.2812
1957 | 1979-03-23 12:00 | 891 | 866 | 164 | 18.3 | 6.7 | -9900 | 57.2728 | 196.182 | 28.9965 | 0 |  | 891 | 755.724 | 170.515 | 0.33905 | 731.157 | 159.493 | 0.33905 | 725.911 | 152.592 | 0 | 860.933 | 860.108 | 212918 | 56.476 | 213689 | 187981 | 187010 | 187010 | 184392 | 183914 | 1525.75 | 483.042 | 0 | 672.403 | 0 | 183242 | 950 | 179458 | 178560.5625
1958 | 1979-03-23 13:00 | 829 | 869 | 152 | 17.9 | 6.4 | -9900 | 51.2833 | 219.925 | 35.0813 | 0 |  | 829 | 709.804 | 158.79 | 0.31546 | 706.418 | 148.465 | 0.31546 | 698.56 | 142.042 | 0 | 823.79 | 823.554 | 203887 | 54.956 | 204737 | 181956 | 181621 | 181621 | 179078 | 178661 | 1565.44 | 0 | 0 | 679.181 | 0 | 177982 | 950 | 174809 | 173935.2969
1959 | 1979-03-23 14:00 | 680 | 829 | 129 | 17.6 | 6 | -9900 | 41.8148 | 236.96 | 45.016 | 0 |  | 680 | 583.834 | 135.411 | 0.25876 | 446.986 | 126.552 | 0.25876 | 437.443 | 121.078 | 0 | 547.35 | 547.208 | 135479 | 42.6739 | 135633 | 124473 | 124021 | 124021 | 118516 | 118213 | 1405.31 | 0 | 0 | -1569.97 | 0 | 119783 | 950 | 117697 | 117108.1875
1960 | 1979-03-23 15:00 | 484 | 767 | 95 | 17.2 | 5.7 | -9900 | 30.5596 | 249.308 | 56.7844 | 0 |  | 484 | 418.743 | 100.371 | 0.18418 | 276.567 | 93.7554 | 0.18418 | 264.423 | 89.7001 | 0 | 347.041 | 347.07 | 85944.3 | 33.3218 | 85401 | 81369.2 | 80158.2 | 80158.2 | 77390.1 | 77280.5 | 1479.98 | 0 | 0 | 139.563 | 6.2401 | 77134.7 | 936.561 | 75782.3 | 75403.4219
1961 | 1979-03-23 16:00 | 260 | 626 | 63 | 16.7 | 5.5 | -9900 | 18.4322 | 259.042 | 69.3997 | 0 |  | 260 | 218.994 | 67.342 | 0.098938 | 149.798 | 62.8338 | 0.098938 | 135.006 | 60.1166 | 0 | 191.22 | 191.34 | 47374.9 | 25.6693 | 46220.2 | 45758.2 | 45476.1 | 45476.1 | 44373.2 | 44338.3 | 1481.2 | 0 | 0 | -57.0551 | 0 | 44395.4 | 950 | 43356.7 | 43139.918
1962 | 1979-03-23 17:00 | 59 | 261 | 30 | 16.1 | 5.4 | -9900 | 5.917 | 267.521 | 82.3871 | 0 |  | 59 | 37.2271 | 32.935 | 0.022451 | 18.4062 | 30.6423 | 0.022451 | 11.9123 | 29.318 | 0 | 40.4056 | 40.4147 | 10004.6 | 18.0031 | 8745.55 | 8961.56 | 8857.44 | 8857.44 | 8715.04 | 8712.9 | 1187.43 | 0 | 0 | 0.72223 | 0 | 8712.18 | 936.068 | 8325.49 | 8283.8613
1963 | 1979-03-23 18:00 | 0 | 0 | 0 | 15.6 | 5.2 | -9900
1964 | 1979-03-23 19:00 | 0 | 0 | 0 | 15.2 | 4.2 | -9900
1965 | 1979-03-23 20:00 | 0 | 0 | 0 | 14.8 | 3.1 | -9900
1966 | 1979-03-23 21:00 | 0 | 0 | 0 | 14.4 | 2.1 | -9900
1967 | 1979-03-23 22:00 | 0 | 0 | 0 | 13.9 | 2.1 | -9900
1968 | 1979-03-23 23:00 | 0 | 0 | 0 | 13.3 | 2.1 | -9900
1969 | 1979-03-24 | 0 | 0 | 0 | 12.8 | 2.1 | -9900
1970 | 1979-03-24 01:00 | 0 | 0 | 0 | 12.4 | 1.9 | -9900
1971 | 1979-03-24 02:00 | 0 | 0 | 0 | 12.1 | 1.7 | -9900
1972 | 1979-03-24 03:00 | 0 | 0 | 0 | 11.7 | 1.5 | -9900
1973 | 1979-03-24 04:00 | 0 | 0 | 0 | 11.7 | 1.5 | -9900
1974 | 1979-03-24 05:00 | 6 | 24 | 2 | 11.7 | 1.5 | -9900 | -4.5649 | 85.4841 | 90 | 0 |  | 6 | 0 | 1.3158 | 0.0022832 | 0 | 1.2306 | 0 | 0 | 1.1773 | 0 | 1.1538 | 1.1536 | 285.595 | 11.7649 | 27.2502 | 27.0345 | 26.6699 | 26.6699 | 26.2965 | 26.2965 | 1380.61 | 0 | 0 | 1.2235e-05 | 0 | 26.2965 | 950 | 24.9382 | 24.8135
1975 | 1979-03-24 06:00 | 96 | 517 | 24 | 11.7 | 1.5 | -9900 | 8.0537 | 93.6127 | 83.2922 | 0 |  | 96 | 59.9481 | 23.5707 | 0.036531 | 53.5956 | 22.1412 | 0.036531 | 33.9234 | 21.1823 | 0 | 54.0036 | 53.9596 | 13355.6 | 14.7343 | 12070.5 | 12484.3 | 12266 | 12266 | 12094.3 | 12090.5 | 1365.83 | 0 | 0 | 3.0587 | 0 | 12087.5 | 950 | 11605.9 | 11547.877
1976 | 1979-03-24 07:00 | 316 | 787 | 41 | 13.5 | 2 | -9900 | 20.5544 | 102.188 | 70.263 | 0 |  | 316 | 264.155 | 41.617 | 0.12025 | 256.282 | 39.0025 | 0.12025 | 231.124 | 37.3143 | 0 | 263.07 | 262.786 | 65047.3 | 27.9449 | 64063 | 63197.2 | 62627.6 | 62627.6 | 61750.8 | 61693.4 | 1505.12 | 0 | 0 | 79.5818 | 0 | 61613.8 | 950 | 60341.9 | 60040.1836
1977 | 1979-03-24 08:00 | 506 | 843 | 55 | 15.4 | 2.6 | -9900 | 32.617 | 112.191 | 57.5638 | 0 |  | 506 | 448.168 | 56.2623 | 0.19255 | 432.246 | 52.694 | 0.19255 | 413.591 | 50.4135 | 0 | 454.724 | 454.303 | 112458 | 39.6997 | 112282 | 105814 | 105161 | 105161 | 103689 | 103531 | 1509.74 | 0 | 0 | 226.782 | 0 | 103304 | 950 | 101594 | 101086.0859
1978 | 1979-03-24 09:00 | 691 | 886 | 81 | 17.2 | 3.1 | -9900 | 43.7152 | 125.093 | 45.6382 | 0 |  | 691 | 616.372 | 82.9989 | 0.26295 | 578.172 | 77.7049 | 0.26295 | 565.818 | 74.3422 | 0 | 627.357 | 626.761 | 155155 | 49.9701 | 155615 | 140189 | 139570 | 139570 | 137209 | 136922 | 1477.82 | 0 | 0 | -13.4329 | 0 | 136936 | 950 | 134595 | 133921.6562
1979 | 1979-03-24 10:00 | 851 | 985 | 69 | 17.9 | 4.1 | -9900 | 52.8348 | 143.118 | 35.4152 | 0 |  | 851 | 798.919 | 71.0689 | 0.32383 | 719.92 | 66.5158 | 0.32383 | 711.848 | 63.6375 | 0 | 759.976 | 759.443 | 187998 | 55.8411 | 188626 | 164405 | 163796 | 163796 | 158118 | 157692 | 1447.14 | 0 | 0 | -2909.63 | 0 | 160601 | 950 | 157793 | 157004.1094
1980 | 1979-03-24 11:00 | 914 | 987 | 78 | 18.7 | 5.2 | -9900 | 58.1341 | 168.082 | 28.8675 | 0 |  | 914 | 861.59 | 80.5472 | 0.3478 | 796.723 | 75.3632 | 0.3478 | 791.101 | 72.1023 | 0 | 845.939 | 843.926 | 208925 | 58.8035 | 209576 | 180933 | 179910 | 179910 | 177335 | 176828 | 1455.89 | 1253.23 | 0 | 501.794 | 0 | 176326 | 950 | 171919 | 171059.1875
1981 | 1979-03-24 12:00 | 905 | 982 | 78 | 19.4 | 6.2 | -9900 | 57.6376 | 196.492 | 28.6308 | 0 |  | 905 | 859.199 | 80.8871 | 0.34438 | 831.264 | 75.6565 | 0.34438 | 825.467 | 72.3831 | 0 | 879.893 | 879.019 | 217599 | 59.3132 | 218350 | 189533 | 188479 | 188479 | 185840 | 185345 | 1512.96 | 1084.45 | 0 | 669.356 | 0 | 184675 | 950 | 180257 | 179355.6875
1982 | 1979-03-24 13:00 | 833 | 971 | 74 | 19.6 | 5.9 | -9900 | 51.5733 | 220.369 | 34.8014 | 0 |  | 833 | 795.277 | 77.1353 | 0.31698 | 791.482 | 72.1229 | 0.31698 | 782.842 | 69.0027 | 0 | 834.808 | 834.663 | 206637 | 58.02 | 207486 | 181955 | 181605 | 181605 | 179062 | 178641 | 1567.81 | 0 | 0 | 673.069 | 0 | 177968 | 950 | 174796 | 173921.8281
1983 | 1979-03-24 14:00 | 692 | 929 | 71 | 19.8 | 5.5 | -9900 | 42.0399 | 237.407 | 44.8087 | 0 |  | 692 | 657.494 | 74.3845 | 0.26333 | 502.703 | 69.5261 | 0.26333 | 492.095 | 66.5184 | 0 | 547.441 | 546.889 | 135406 | 45.4359 | 135596 | 122348 | 121731 | 121731 | 114567 | 114269 | 1423.87 | 0 | 0 | 187.803 | 0 | 114081 | 943.451 | 112060 | 111499.3125
1984 | 1979-03-24 15:00 | 502 | 870 | 58 | 20 | 5.2 | -9900 | 30.7424 | 249.723 | 56.6226 | 0 |  | 502 | 477.426 | 61.1748 | 0.19103 | 315.303 | 57.1541 | 0.19103 | 301.583 | 54.6819 | 0 | 349.139 | 349.094 | 86440.1 | 36.589 | 85977.5 | 80451.4 | 79091.6 | 79091.6 | 75808.6 | 75696.1 | 1498.69 | 0 | 0 | 142.006 | 278.158 | 75275.9 | 941.721 | 73963 | 73593.2266
1985 | 1979-03-24 16:00 | 280 | 749 | 41 | 18.7 | 4.7 | -9900 | 18.5914 | 259.43 | 69.2628 | 0 |  | 280 | 265.159 | 43.6752 | 0.10655 | 181.962 | 40.774 | 0.10655 | 164.181 | 39.0106 | 0 | 199.128 | 198.996 | 49271.9 | 28.374 | 48198 | 47077.2 | 46667.4 | 46667.4 | 45095.6 | 45050.2 | 1421.05 | 0 | 0 | -4.8798 | 0 | 45055.1 | 950 | 44023.9 | 43803.7383
1986 | 1979-03-24 17:00 | 71 | 436 | 21 | 17.4 | 4.1 | -9900 | 6.0667 | 267.895 | 82.2607 | 0 |  | 71 | 63.6396 | 23.1262 | 0.027018 | 30.98 | 21.5257 | 0.027018 | 20.3724 | 20.5954 | 0 | 40.1484 | 40.2263 | 9956.21 | 19.4097 | 8739.49 | 8888.51 | 8680.77 | 8680.77 | 8295 | 8292.49 | 1155.03 | 0 | 0 | 0.63775 | 14.6156 | 8277.24 | 920.358 | 7921.36 | 7881.7534
1987 | 1979-03-24 18:00 | 0 | 0 | 0 | 16.1 | 3.6 | -9900
1988 | 1979-03-24 19:00 | 0 | 0 | 0 | 15.9 | 2.9 | -9900
1989 | 1979-03-24 20:00 | 0 | 0 | 0 | 15.8 | 2.2 | -9900
1990 | 1979-03-24 21:00 | 0 | 0 | 0 | 15.6 | 1.5 | -9900
1991 | 1979-03-24 22:00 | 0 | 0 | 0 | 15.2 | 1.7 | -9900
1992 | 1979-03-24 23:00 | 0 | 0 | 0 | 14.8 | 1.9 | -9900
1993 | 1979-03-25 | 0 | 0 | 0 | 14.4 | 2.1 | -9900
1994 | 1979-03-25 01:00 | 0 | 0 | 0 | 13.9 | 1.9 | -9900
1995 | 1979-03-25 02:00 | 0 | 0 | 0 | 13.3 | 1.7 | -9900
1996 | 1979-03-25 03:00 | 0 | 0 | 0 | 12.8 | 1.5 | -9900
1997 | 1979-03-25 04:00 | 0 | 0 | 0 | 13 | 2 | -9900
1998 | 1979-03-25 05:00 | 1 | 1 | 1 | 13.1 | 2.6 | -9900 | -4.2871 | 85.1944 | 90 | 0 |  | 1 | 0 | 1.0832 | 0.00038053 | 0 | 1.013 | 0 | 0 | 0.96918 | 0 | 0.9498 | 0.94942 | 235.041 | 13.1508 | 18.4598 | 18.3291 | 17.1379 | 17.1379 | 16.898 | 16.898 | 1334.96 | 0 | 0 | 4.7221e-06 | 0 | 16.898 | 950 | 16.025 | 15.9449
1999 | 1979-03-25 06:00 | 50 | 12 | 48 | 13.3 | 3.1 | -9900 | 8.3308 | 93.3203 | 83.0344 | 0 |  | 50 | 1.6718 | 48.6405 | 0.019026 | 1.4999 | 45.4611 | 0.019026 | 0.96915 | 43.4945 | 0 | 43.5744 | 43.5537 | 10782.4 | 15.5772 | 9478.47 | 9812.66 | 9766.53 | 9766.53 | 9629.8 | 9628.58 | 1554.08 | 0 | 0 | 2.0092 | 0 | 9626.57 | 950 | 9200.71 | 9154.7012
2000 | 1979-03-25 07:00 | 187 | 162 | 130 | 14.4 | 2.9 | -9900 | 20.8402 | 101.888 | 69.9979 | 0 |  | 187 | 54.7303 | 128.883 | 0.071159 | 53.1097 | 120.676 | 0.071159 | 47.9959 | 115.453 | 0 | 160.18 | 160.096 | 39631.6 | 22.8471 | 38290.9 | 38574.8 | 38390.4 | 38390.4 | 37852.9 | 37833.6 | 1545.57 | 0 | 0 | 30.973 | 0 | 37802.6 | 950 | 36908.5 | 36723.9688
2001 | 1979-03-25 08:00 | 332 | 295 | 172 | 15.6 | 2.8 | -9900 | 32.9223 | 111.883 | 57.2805 | 0 |  | 332 | 158.91 | 172.306 | 0.12634 | 153.33 | 161.33 | 0.12634 | 146.822 | 154.349 | 0 | 295.147 | 294.793 | 72976.7 | 31.225 | 72101.2 | 70358.7 | 70059.8 | 70059.8 | 69078.9 | 69013.7 | 1535.95 | 0 | 0 | 103.293 | 0 | 68910.4 | 949.999 | 67567.4 | 67229.5859
2002 | 1979-03-25 09:00 | 713 | 860 | 118 | 16.7 | 2.6 | -9900 | 44.0522 | 124.793 | 45.3228 | 0 |  | 713 | 600.901 | 120.942 | 0.27132 | 564.317 | 113.26 | 0.27132 | 552.48 | 108.358 | 0 | 647.621 | 646.538 | 160052 | 51.282 | 160557 | 143886 | 143271 | 143271 | 141211 | 140912 | 1482.72 | 0 | 0 | 359.827 | 0 | 140552 | 950 | 138142 | 137451.7656
2003 | 1979-03-25 10:00 | 846 | 897 | 131 | 17.2 | 3.6 | -9900 | 53.2123 | 142.896 | 35.0535 | 0 |  | 846 | 730.098 | 133.944 | 0.32193 | 658.384 | 125.359 | 0.32193 | 651.178 | 119.935 | 0 | 755.691 | 754.453 | 186765 | 55.7591 | 187385 | 163680 | 163064 | 163064 | 159231 | 158816 | 1451.39 | 0 | 0 | -1073.3 | 0 | 159889 | 950 | 157099 | 156313.5312
2004 | 1979-03-25 11:00 | 907 | 907 | 136 | 17.8 | 4.7 | -9900 | 58.5346 | 168.094 | 28.4694 | 0 |  | 907 | 794.192 | 139.517 | 0.34514 | 736.602 | 130.536 | 0.34514 | 731.56 | 124.888 | 0 | 839.319 | 837.482 | 207325 | 58.5131 | 207990 | 180097 | 179162 | 179162 | 176654 | 176150 | 1438.88 | 301.441 | 0 | 550.204 | 0 | 175600 | 950 | 172164 | 171303.625
2005 | 1979-03-25 12:00 | 903 | 908 | 136 | 18.3 | 5.7 | -9900 | 58.0011 | 196.808 | 28.2666 | 0 |  | 903 | 796.427 | 140.087 | 0.34362 | 771.654 | 131.027 | 0.34362 | 766.423 | 125.358 | 0 | 873.945 | 873.187 | 216161 | 58.8607 | 216923 | 188790 | 187550 | 187550 | 184922 | 184435 | 1522.61 | 694.007 | 0 | 666.319 | 0 | 183768 | 950 | 179761 | 178862.5469
2006 | 1979-03-25 13:00 | 803 | 849 | 137 | 18.1 | 5.5 | -9900 | 51.8609 | 220.819 | 34.5241 | 0 |  | 803 | 697.397 | 143.382 | 0.30557 | 695.396 | 134.055 | 0.30557 | 687.947 | 128.256 | 0 | 799.879 | 799.797 | 198006 | 55.5913 | 198845 | 176269 | 175986 | 175986 | 173522 | 173142 | 1595.39 | 0 | 0 | 648.856 | 0 | 172494 | 950 | 169449 | 168601.9062
2007 | 1979-03-25 14:00 | 638 | 755 | 132 | 18 | 5.4 | -9900 | 42.2627 | 237.856 | 44.6041 | 0 |  | 638 | 535.323 | 138.399 | 0.24278 | 406.399 | 129.344 | 0.24278 | 397.915 | 123.749 | 0 | 511.23 | 511.359 | 126606 | 42.0798 | 126651 | 116633 | 115851 | 115851 | 111094 | 110829 | 1420.35 | 0 | 0 | -383.616 | 0 | 111212 | 949.395 | 109266 | 108719.9688
2008 | 1979-03-25 15:00 | 465 | 621 | 147 | 17.8 | 5.2 | -9900 | 30.9234 | 250.139 | 56.4628 | 0 |  | 465 | 341.571 | 153.994 | 0.17695 | 225.568 | 143.849 | 0.17695 | 215.84 | 137.627 | 0 | 346.398 | 346.181 | 85715 | 34.2506 | 85112.5 | 81227.9 | 80210.2 | 80210.1 | 78294.3 | 78191.2 | 1475.97 | 0 | 0 | 133.751 | 0 | 78057.5 | 944.128 | 76668 | 76284.7109
2009 | 1979-03-25 16:00 | 156 | 183 | 98 | 17.2 | 4.3 | -9900 | 18.7493 | 259.818 | 69.1273 | 0 |  | 156 | 64.2234 | 100.903 | 0.059363 | 44.2818 | 94.2439 | 0.059363 | 40.0003 | 90.1676 | 0 | 127.565 | 127.593 | 31589.4 | 23.5167 | 30198.7 | 30322.6 | 30177.7 | 30177.7 | 29755.2 | 29738 | 1434.45 | 0 | 0 | 13.4938 | 0 | 29724.5 | 950 | 28894.3 | 28749.8438
2010 | 1979-03-25 17:00 | 43 | 60 | 36 | 16.7 | 3.5 | -9900 | 6.2156 | 268.269 | 82.135 | 0 |  | 43 | 8.8371 | 37.0481 | 0.016363 | 4.2046 | 34.574 | 0.016363 | 2.8145 | 33.0788 | 0 | 35.1754 | 35.1727 | 8707.21 | 18.5058 | 7463.07 | 7642.52 | 7595.21 | 7595.21 | 7488.88 | 7487.99 | 1432.48 | 0 | 0 | 1.0421 | 0 | 7486.94 | 950 | 7142.82 | 7107.1108
2011 | 1979-03-25 18:00 | 0 | 0 | 0 | 16.1 | 2.6 | -9900
2012 | 1979-03-25 19:00 | 0 | 0 | 0 | 15.9 | 2.9 | -9900
2013 | 1979-03-25 20:00 | 0 | 0 | 0 | 15.8 | 3.3 | -9900
2014 | 1979-03-25 21:00 | 0 | 0 | 0 | 15.6 | 3.6 | -9900
2015 | 1979-03-25 22:00 | 0 | 0 | 0 | 15.6 | 3.6 | -9900
2016 | 1979-03-25 23:00 | 0 | 0 | 0 | 15.6 | 3.6 | -9900
2017 | 1979-03-26 | 0 | 0 | 0 | 15.6 | 3.6 | -9900
2018 | 1979-03-26 01:00 | 0 | 0 | 0 | 15.4 | 2.9 | -9900
2019 | 1979-03-26 02:00 | 0 | 0 | 0 | 15.2 | 2.2 | -9900
2020 | 1979-03-26 03:00 | 0 | 0 | 0 | 15 | 1.5 | -9900
2021 | 1979-03-26 04:00 | 0 | 0 | 0 | 15 | 1.9 | -9900
2022 | 1979-03-26 05:00 | 0 | 0 | 0 | 15 | 2.2 | -9900
2023 | 1979-03-26 06:00 | 27 | 0 | 27 | 15 | 2.6 | -9900 | 8.6074 | 93.0281 | 82.777 | 0 |  | 27 | 0 | 26.8494 | 0.010274 | 0 | 25.1028 | 0.010274 | 0 | 24.0168 | 0 | 23.5365 | 23.5271 | 5824.38 | 16.2584 | 4691.79 | 4837.88 | 4807.05 | 4807.05 | 4739.75 | 4739.45 | 1537.26 | 0 | 0 | 0.4814 | 0 | 4738.96 | 950 | 4511.43 | 4488.8696
2024 | 1979-03-26 07:00 | 140 | 15 | 134 | 15.7 | 3.1 | -9900 | 21.1252 | 101.587 | 69.7337 | 0 |  | 140 | 5.7588 | 132.574 | 0.053274 | 5.5895 | 124.044 | 0.053274 | 5.0614 | 118.677 | 0 | 121.263 | 121.189 | 30001.5 | 22.0363 | 28584.4 | 28894.9 | 28799.1 | 28799.1 | 28395.9 | 28385.4 | 1571.09 | 0 | 0 | 17.7449 | 0 | 28367.7 | 950 | 27525 | 27387.4238
2025 | 1979-03-26 08:00 | 362 | 102 | 306 | 16.5 | 3.6 | -9900 | 33.2264 | 111.573 | 56.9985 | 0 |  | 362 | 55.5888 | 311.053 | 0.13775 | 53.66 | 291.052 | 0.13775 | 51.4198 | 278.458 | 0 | 323.281 | 323.047 | 79973.3 | 33.0105 | 79209.2 | 76824.5 | 76603.1 | 76603.1 | 75530.3 | 75456.6 | 1567.03 | 0 | 0 | 125.19 | 0 | 75331.4 | 950 | 73927.7 | 73558.0938
2026 | 1979-03-26 09:00 | 421 | 63 | 377 | 17.2 | 4.1 | -9900 | 44.3881 | 124.49 | 45.0089 | 0 |  | 421 | 44.4135 | 384.088 | 0.1602 | 41.7681 | 359.347 | 0.1602 | 40.908 | 343.799 | 0 | 377.013 | 376.773 | 93275.4 | 36.0233 | 92740.8 | 88917.8 | 88684.6 | 88684.6 | 87443 | 87344.9 | 1574.04 | 0 | 0 | 168.121 | 0 | 87176.8 | 949.999 | 85707.9 | 85279.3594
2027 | 1979-03-26 10:00 | 640 | 479 | 256 | 17.6 | 5.1 | -9900 | 53.589 | 142.67 | 34.693 | 0 |  | 640 | 391.912 | 261.364 | 0.24354 | 353.674 | 244.637 | 0.24354 | 349.896 | 234.051 | 0 | 572.268 | 571.734 | 141534 | 44.8928 | 141799 | 130693 | 130270 | 130270 | 128446 | 128192 | 1466.71 | 0 | 0 | 318.312 | 0 | 127874 | 950 | 125732 | 125103.5625
2028 | 1979-03-26 11:00 | 693 | 517 | 252 | 17.9 | 6.2 | -9900 | 58.9345 | 168.106 | 28.072 | 0 |  | 693 | 454.035 | 259.022 | 0.26371 | 422.37 | 242.363 | 0.26371 | 419.567 | 231.876 | 0 | 638.414 | 637.33 | 157779 | 46.8389 | 158258 | 144857 | 144170 | 144170 | 142152 | 141853 | 1492.26 | 0 | 0 | 387.68 | 0 | 141465 | 950 | 139070 | 138374.2188
2029 | 1979-03-26 12:00 | 859 | 836 | 149 | 18.3 | 7.2 | -9900 | 58.3631 | 197.13 | 27.904 | 0 |  | 859 | 736.839 | 155.111 | 0.32688 | 714.959 | 145.083 | 0.32688 | 710.249 | 138.806 | 0 | 832.073 | 831.494 | 205840 | 54.3759 | 206631 | 183512 | 182534 | 182534 | 179977 | 179516 | 1516.1 | 0 | 0 | 629.135 | 0 | 178887 | 950 | 175690 | 174811.5312
2030 | 1979-03-26 13:00 | 768 | 769 | 162 | 18.1 | 6.7 | -9900 | 52.1462 | 221.274 | 34.2495 | 0 |  | 768 | 634.177 | 168.842 | 0.29225 | 632.357 | 157.862 | 0.29225 | 625.709 | 151.032 | 0 | 761.206 | 761.051 | 188412 | 51.8794 | 189211 | 170401 | 170109 | 170109 | 167727 | 167366 | 1583.63 | 0 | 0 | 602.675 | 0 | 166764 | 950 | 163850 | 163030.9844
2031 | 1979-03-26 14:00 | 653 | 695 | 184 | 18 | 6.2 | -9900 | 42.4832 | 238.307 | 44.4021 | 0 |  | 653 | 495.8 | 192.32 | 0.24849 | 375.764 | 179.733 | 0.24849 | 368.007 | 171.958 | 0 | 529.166 | 528.85 | 130932 | 42.0132 | 131018 | 121087 | 120352 | 120352 | 116763 | 116480 | 1413.6 | 0 | 0 | -1098.05 | 0 | 117578 | 950 | 115562 | 114984.4922
2032 | 1979-03-26 15:00 | 450 | 552 | 166 | 17.8 | 5.7 | -9900 | 31.1026 | 250.556 | 56.3051 | 0 |  | 450 | 304.725 | 172.497 | 0.17124 | 201.224 | 161.15 | 0.17124 | 192.622 | 154.18 | 0 | 339.865 | 339.683 | 84101.3 | 33.5787 | 83458.2 | 80041.1 | 79146.6 | 79146.6 | 77561.2 | 77464.2 | 1479.92 | 0 | 0 | 126.402 | 0 | 77337.8 | 948.485 | 75969.9 | 75590.0781
2033 | 1979-03-26 16:00 | 220 | 293 | 125 | 17.1 | 4.7 | -9900 | 18.9059 | 260.207 | 68.9933 | 0 |  | 220 | 104.993 | 128.7 | 0.083717 | 72.7887 | 120.199 | 0.083717 | 65.8255 | 115 | 0 | 177.209 | 177.148 | 43858.1 | 25.7118 | 42583 | 42368.9 | 42161.9 | 42161.9 | 41561.5 | 41526.4 | 1395.12 | 0 | 0 | 23.8071 | 0 | 41502.6 | 950 | 40507.9 | 40305.3867
2034 | 1979-03-26 17:00 | 42 | 7 | 42 | 16.3 | 3.6 | -9900 | 6.3639 | 268.642 | 82.0102 | 0 |  | 42 | 0 | 42.2163 | 0.015982 | 0 | 39.4435 | 0.015982 | 0 | 37.7374 | 0 | 36.9826 | 36.9672 | 9151.78 | 18.1893 | 7891.47 | 8091.41 | 8053.62 | 8053.62 | 7940.87 | 7940.05 | 1560.82 | 0 | 0 | 1.3651 | 0 | 7938.68 | 950 | 7576.99 | 7539.1011
2035 | 1979-03-26 18:00 | 0 | 0 | 0 | 15.6 | 2.6 | -9900
2036 | 1979-03-26 19:00 | 0 | 0 | 0 | 15.6 | 2.9 | -9900
2037 | 1979-03-26 20:00 | 0 | 0 | 0 | 15.6 | 3.3 | -9900
2038 | 1979-03-26 21:00 | 0 | 0 | 0 | 15.6 | 3.6 | -9900
2039 | 1979-03-26 22:00 | 0 | 0 | 0 | 15.6 | 4.3 | -9900
2040 | 1979-03-26 23:00 | 0 | 0 | 0 | 15.6 | 5 | -9900
2041 | 1979-03-27 | 0 | 0 | 0 | 15.6 | 5.7 | -9900
2042 | 1979-03-27 01:00 | 0 | 0 | 0 | 15.6 | 6.2 | -9900
2043 | 1979-03-27 02:00 | 0 | 0 | 0 | 15.6 | 6.7 | -9900
2044 | 1979-03-27 03:00 | 0 | 0 | 0 | 15.6 | 7.2 | -9900
2045 | 1979-03-27 04:00 | 0 | 0 | 0 | 15.4 | 7.2 | -9900
2046 | 1979-03-27 05:00 | 2 | 1 | 2 | 15.2 | 7.2 | -9900 | -3.7322 | 84.6175 | 90 | 0 |  | 2 | 0 | 2.1323 | 0.00076106 | 0 | 1.9942 | 0 | 0 | 1.9079 | 0 | 1.8698 | 1.869 | 462.692 | 15.2811 | 71.2423 | 70.8273 | 70.7341 | 70.7341 | 69.7438 | 69.7438 | 1398.83 | 0 | 0 | 9.1123e-05 | 0 | 69.7437 | 950 | 66.1435 | 65.8128
2047 | 1979-03-27 06:00 | 37 | 2 | 37 | 15 | 7.2 | -9900 | 8.8834 | 92.7361 | 82.5202 | 0 |  | 37 | 0 | 36.6574 | 0.01408 | 0 | 34.285 | 0.01408 | 0 | 32.8016 | 0 | 32.1456 | 32.1309 | 7954.32 | 16.3941 | 6733.33 | 6946.83 | 6913.27 | 6913.27 | 6816.48 | 6815.88 | 1558.84 | 0 | 0 | 1.0122 | 0 | 6814.87 | 950 | 6498.61 | 6466.1133
2048 | 1979-03-27 07:00 | 125 | 6 | 123 | 15.2 | 7 | -9900 | 21.4092 | 101.286 | 69.4704 | 0 |  | 125 | 1.9189 | 121.738 | 0.047566 | 1.8632 | 113.895 | 0.047566 | 1.6905 | 108.967 | 0 | 108.444 | 108.393 | 26834 | 19.9458 | 25405.2 | 25883.2 | 25801 | 25801 | 25439.8 | 25431.5 | 1569.65 | 0 | 0 | 14.1923 | 0 | 25417.3 | 950 | 24604 | 24480.9785
2049 | 1979-03-27 08:00 | 201 | 1 | 201 | 15.4 | 6.9 | -9900 | 33.5293 | 111.261 | 56.7178 | 0 |  | 201 | 0 | 199.417 | 0.076487 | 0 | 186.56 | 0.076487 | 0 | 178.488 | 0 | 174.918 | 174.837 | 43282.7 | 23.0899 | 41976.5 | 42263.8 | 42144.3 | 42144.3 | 41554.3 | 41531.9 | 1562.93 | 0 | 0 | 37.6158 | 0 | 41494.3 | 950 | 40548.1 | 40345.3672
2050 | 1979-03-27 09:00 | 222 | 11 | 215 | 15.6 | 6.7 | -9900 | 44.7225 | 124.184 | 44.6965 | 0 |  | 222 | 7.0622 | 213.612 | 0.084478 | 6.6461 | 199.813 | 0.084478 | 6.5118 | 191.168 | 0 | 193.726 | 193.63 | 47935.8 | 24.1943 | 46684.8 | 46811.6 | 46686.1 | 46686.1 | 46032.5 | 46005.4 | 1571.31 | 0 | 0 | 46.4987 | 0 | 45958.9 | 950 | 44930.5 | 44705.8164
2051 | 1979-03-27 10:00 | 348 | 6 | 343 | 15.6 | 7 | -9900 | 53.9645 | 142.441 | 34.3338 | 0 |  | 348 | 5.1005 | 341.821 | 0.13242 | 4.6284 | 319.75 | 0.13242 | 4.5801 | 305.916 | 0 | 304.286 | 304.175 | 75302.4 | 28.9178 | 74459.3 | 73356 | 73168.5 | 73168.5 | 72144 | 72075.9 | 1549.15 | 0 | 0 | 112.017 | 0 | 71963.9 | 950 | 70583.2 | 70230.3281
2052 | 1979-03-27 11:00 | 374 | 2 | 372 | 15.6 | 7.4 | -9900 | 59.3336 | 168.12 | 27.6754 | 0 |  | 374 | 2.0581 | 371.359 | 0.14232 | 1.9145 | 347.352 | 0.14232 | 1.9022 | 332.323 | 0 | 327.541 | 327.405 | 81054.5 | 29.6764 | 80307.9 | 78894.8 | 78706.4 | 78706.4 | 77604.5 | 77526.8 | 1567.51 | 0 | 0 | 130.639 | 0 | 77396.2 | 949.999 | 75972.9 | 75593
2053 | 1979-03-27 12:00 | 217 | 3 | 215 | 15.6 | 7.7 | -9900 | 58.7235 | 197.459 | 27.5431 | 0 |  | 217 | 2.0745 | 214.044 | 0.082575 | 2.0129 | 200.185 | 0.082575 | 2 | 191.524 | 0 | 189.653 | 189.579 | 46933.6 | 23.6402 | 45670 | 45889.1 | 45765.2 | 45765.2 | 45124.4 | 45098.2 | 1571.8 | 0 | 0 | 44.4585 | 0 | 45053.7 | 950 | 44044.5 | 43824.3008
2054 | 1979-03-27 13:00 | 370 | 5 | 366 | 15.6 | 7.9 | -9900 | 52.429 | 221.734 | 33.9777 | 0 |  | 370 | 4.1834 | 366.308 | 0.1408 | 4.1714 | 342.56 | 0.1408 | 4.1284 | 327.739 | 0 | 325.23 | 325.154 | 80496.2 | 29.2652 | 79740.1 | 78461 | 78266.9 | 78266.9 | 77171.1 | 77094.5 | 1563.23 | 0 | 0 | 128.902 | 0 | 76965.6 | 949.999 | 75545.1 | 75167.3359
2055 | 1979-03-27 14:00 | 355 | 3 | 353 | 15.6 | 8 | -9900 | 42.7013 | 238.761 | 44.2027 | 0 |  | 355 | 2.1127 | 354.127 | 0.13509 | 1.5893 | 331.118 | 0.13509 | 1.5568 | 316.792 | 0 | 311.982 | 311.921 | 77219.5 | 28.6495 | 76408.1 | 75356.5 | 75169.2 | 75169.2 | 74116.9 | 74046.2 | 1559.85 | 0 | 0 | 118.726 | 0 | 73927.5 | 949.999 | 72529.9 | 72167.2344
2056 | 1979-03-27 15:00 | 150 | 1 | 150 | 15.6 | 8.2 | -9900 | 31.28 | 250.974 | 56.1493 | 0 |  | 150 | 0 | 149.407 | 0.057079 | 0 | 139.712 | 0.057079 | 0 | 133.667 | 0 | 130.994 | 130.929 | 32413.4 | 21.0279 | 31009.4 | 31464.6 | 31367.3 | 31367.3 | 30928.2 | 30915.9 | 1568.28 | 0 | 0 | 21.043 | 0 | 30894.8 | 950 | 30034.8 | 29884.6055
2057 | 1979-03-27 16:00 | 131 | 1 | 131 | 15.8 | 8.7 | -9900 | 19.0613 | 260.596 | 68.8605 | 0 |  | 131 | 0 | 131.173 | 0.049849 | 0 | 122.62 | 0.049849 | 0 | 117.315 | 0 | 114.969 | 114.919 | 28450 | 20.457 | 27025.7 | 27483.1 | 27396.8 | 27396.8 | 27013.2 | 27003.9 | 1571.75 | 0 | 0 | 15.9662 | 0 | 26987.9 | 950 | 26154.8 | 26024.0566
2058 | 1979-03-27 17:00 | 47 | 15 | 45 | 15.9 | 9.3 | -9900 | 6.5114 | 269.015 | 81.886 | 0 |  | 47 | 2.4864 | 45.1291 | 0.017885 | 1.1274 | 42.2239 | 0.017885 | 0.77782 | 40.3969 | 0 | 40.3512 | 40.3451 | 9987.91 | 17.4909 | 8704.54 | 8949.13 | 8906.96 | 8906.96 | 8782.26 | 8781.21 | 1523.66 | 0 | 0 | 1.6294 | 0 | 8779.58 | 950 | 8385.41 | 8343.4805
2059 | 1979-03-27 18:00 | 1 | 0 | 1 | 16.1 | 9.8 | -9900 | -6.0715 | 277.172 | 90 | 0 |  | 1 | 0 | 1.085 | 0.00038053 | 0 | 1.0147 | 0 | 0 | 0.97083 | 0 | 0.95141 | 0.95111 | 235.461 | 16.1367 | 18.5242 | 18.4259 | 17.2591 | 17.2591 | 17.0174 | 17.0174 | 1372.81 | 0 | 0 | 5.0349e-06 | 0 | 17.0174 | 950 | 16.1383 | 16.0576
2060 | 1979-03-27 19:00 | 0 | 0 | 0 | 16.1 | 9.3 | -9900
2061 | 1979-03-27 20:00 | 0 | 0 | 0 | 16.1 | 8.7 | -9900
2062 | 1979-03-27 21:00 | 0 | 0 | 0 | 16.1 | 8.2 | -9900
2063 | 1979-03-27 22:00 | 0 | 0 | 0 | 16.1 | 8.9 | -9900
2064 | 1979-03-27 23:00 | 0 | 0 | 0 | 16.1 | 9.6 | -9900
2065 | 1979-03-28 | 0 | 0 | 0 | 16.1 | 10.3 | -9900
2066 | 1979-03-28 01:00 | 0 | 0 | 0 | 16.1 | 8.6 | -9900
2067 | 1979-03-28 02:00 | 0 | 0 | 0 | 16.1 | 6.9 | -9900
2068 | 1979-03-28 03:00 | 0 | 0 | 0 | 16.1 | 5.2 | -9900
2069 | 1979-03-28 04:00 | 0 | 0 | 0 | 16.1 | 5.9 | -9900
2070 | 1979-03-28 05:00 | 5 | 1 | 5 | 16.1 | 6.5 | -9900 | -3.4553 | 84.3303 | 90 | 0 |  | 5 | 0 | 5.0831 | 0.0019027 | 0 | 4.7539 | 0 | 0 | 4.5482 | 0 | 4.4573 | 4.4554 | 1103 | 16.2996 | 400.058 | 398.287 | 394.947 | 394.947 | 389.418 | 389.416 | 1432.03 | 0 | 0 | 0.0028913 | 0 | 389.413 | 950 | 369.409 | 367.5619
2071 | 1979-03-28 06:00 | 89 | 35 | 84 | 16.1 | 7.2 | -9900 | 9.1587 | 92.4443 | 82.2641 | 0 |  | 89 | 4.2229 | 84.5064 | 0.033867 | 3.8789 | 79.09 | 0.033867 | 2.6388 | 75.6676 | 0 | 76.7402 | 76.7265 | 18994 | 19.4289 | 17577.4 | 17944.7 | 17878.7 | 17878.7 | 17628.4 | 17624.2 | 1551.39 | 0 | 0 | 6.7597 | 0 | 17617.5 | 950 | 16948.8 | 16864.0742
2072 | 1979-03-28 07:00 | 241 | 183 | 174 | 15.9 | 7.5 | -9900 | 21.6922 | 100.984 | 69.2081 | 0 |  | 241 | 64.2594 | 172.124 | 0.091708 | 62.4076 | 161.192 | 0.091708 | 56.7295 | 154.216 | 0 | 206.727 | 206.591 | 51142.4 | 24.7418 | 49935.6 | 49955.4 | 49749.2 | 49749.2 | 49052.7 | 49020.8 | 1565.51 | 0 | 0 | 52.6762 | 0 | 48968.2 | 950 | 47874.3 | 47634.9492
2073 | 1979-03-28 08:00 | 363 | 283 | 206 | 15.8 | 7.9 | -9900 | 33.8308 | 110.948 | 56.4385 | 0 |  | 363 | 155.687 | 206.146 | 0.13813 | 150.346 | 193.015 | 0.13813 | 144.272 | 184.662 | 0 | 322.356 | 322.225 | 79767.5 | 29.342 | 79004.1 | 77665.4 | 77358.1 | 77358.1 | 76275 | 76195.5 | 1538.83 | 0 | 0 | 124.92 | 0 | 76070.6 | 949.999 | 74670.6 | 74297.2969
2074 | 1979-03-28 09:00 | 495 | 229 | 334 | 15.6 | 8.2 | -9900 | 45.0555 | 123.875 | 44.3859 | 0 |  | 495 | 162.349 | 334.844 | 0.18836 | 152.926 | 313.391 | 0.18836 | 149.89 | 299.83 | 0 | 440.726 | 440.147 | 108963 | 33.8472 | 108706 | 105063 | 104764 | 104764 | 103298 | 103152 | 1535.96 | 0 | 0 | 227.874 | 0 | 102924 | 950 | 101234 | 100728
2075 | 1979-03-28 10:00 | 451 | 208 | 283 | 16 | 7.7 | -9900 | 54.3388 | 142.208 | 33.9762 | 0 |  | 451 | 171.292 | 286.611 | 0.17162 | 155.826 | 268.219 | 0.17162 | 154.239 | 256.613 | 0 | 402.634 | 402.292 | 99589.5 | 33.0616 | 99171.4 | 96071.4 | 95710.4 | 95710.4 | 94370.3 | 94244.2 | 1512.82 | 0 | 0 | 182.242 | 0 | 94061.9 | 950 | 92498 | 92035.4922
2076 | 1979-03-28 11:00 | 713 | 407 | 363 | 16.3 | 7.2 | -9900 | 59.7319 | 168.133 | 27.2798 | 0 |  | 713 | 359.984 | 371.202 | 0.27132 | 334.867 | 347.315 | 0.27132 | 332.781 | 332.287 | 0 | 651.767 | 651.149 | 161201 | 44.5513 | 161720 | 149622 | 149017 | 149017 | 146930 | 146619 | 1502.41 | 0 | 0 | 424.938 | 0 | 146194 | 950 | 143712 | 142993.6875
2077 | 1979-03-28 12:00 | 638 | 355 | 334 | 16.7 | 6.7 | -9900 | 59.0822 | 197.794 | 27.1839 | 0 |  | 638 | 315.154 | 341.016 | 0.24278 | 305.792 | 318.955 | 0.24278 | 303.891 | 305.155 | 0 | 596.865 | 596.455 | 147658 | 43.1738 | 148027 | 137970 | 137399 | 137399 | 135475 | 135229 | 1541.31 | 0 | 0 | 379.477 | 0 | 134850 | 950 | 132599 | 131936.4375
2078 | 1979-03-28 13:00 | 658 | 526 | 241 | 16.7 | 6.5 | -9900 | 52.7094 | 222.2 | 33.7088 | 0 |  | 658 | 435.858 | 249.416 | 0.25039 | 434.607 | 233.197 | 0.25039 | 430.204 | 223.108 | 0 | 640.245 | 640.132 | 158475 | 45.3721 | 158996 | 147069 | 146791 | 146791 | 144736 | 144474 | 1590.25 | 0 | 0 | 455.136 | 0 | 144019 | 950 | 141603 | 140895.0938
2079 | 1979-03-28 14:00 | 581 | 548 | 209 | 16.7 | 6.4 | -9900 | 42.9172 | 239.217 | 44.006 | 0 |  | 581 | 392.666 | 216.712 | 0.22109 | 294.975 | 202.542 | 0.22109 | 289.016 | 193.78 | 0 | 473.14 | 472.931 | 117093 | 37.9796 | 116980 | 110307 | 109977 | 109977 | 107783 | 107545 | 1410.52 | 0 | 0 | -213.35 | 0 | 107759 | 950 | 105935 | 105405.7812
2080 | 1979-03-28 15:00 | 455 | 653 | 115 | 16.7 | 6.2 | -9900 | 31.4555 | 251.393 | 55.9956 | 0 |  | 455 | 364.045 | 121.202 | 0.17314 | 240.822 | 113.2 | 0.17314 | 230.699 | 108.304 | 0 | 332.223 | 332.064 | 82219.4 | 31.7779 | 81586.3 | 78489.7 | 77513.5 | 77513.5 | 75739.7 | 75636.6 | 1459.63 | 0 | 0 | 122.262 | 0 | 75514.3 | 943.223 | 74152.7 | 73781.9375
2081 | 1979-03-28 16:00 | 220 | 301 | 121 | 15.9 | 5.3 | -9900 | 19.2155 | 260.984 | 68.729 | 0 |  | 220 | 109.007 | 124.467 | 0.083717 | 76.3362 | 116.247 | 0.083717 | 69.1833 | 111.219 | 0 | 176.794 | 176.648 | 43735.3 | 24.2562 | 42460.6 | 42478.7 | 42248.4 | 42248.4 | 41628.8 | 41592.2 | 1365.41 | 0 | 0 | 21.459 | 0 | 41570.7 | 948.816 | 40576.4 | 40373.543
2082 | 1979-03-28 17:00 | 62 | 208 | 38 | 15.2 | 4.5 | -9900 | 6.6583 | 269.388 | 81.7626 | 0 |  | 62 | 29.6222 | 40.6586 | 0.023593 | 13.5995 | 37.8601 | 0.023593 | 9.3 | 36.2236 | 0 | 44.6131 | 44.5826 | 11036 | 17.3871 | 9741.19 | 10011.6 | 9931.67 | 9931.67 | 9792.62 | 9790.42 | 1250.4 | 0 | 0 | 1.222 | 0 | 9789.2 | 948.034 | 9357.51 | 9310.7197
2083 | 1979-03-28 18:00 | 1 | 0 | 0 | 14.4 | 3.6 | -9900 | -5.92 | 277.542 | 90 | 0 |  | 1 | 0 | 0 | 0.00038053 | 0 | 0 | 0 | 0 | 0 | 0 | 0 | 0 | 0 | 14.4 | 0 | 0 | 0 | 0 | 0 | 0 | 790 | 0 | 0 | 0 | 0 | 0 | 790 | 0 | 0
2084 | 1979-03-28 19:00 | 0 | 0 | 0 | 14 | 3.3 | -9900
2085 | 1979-03-28 20:00 | 0 | 0 | 0 | 13.7 | 2.9 | -9900
2086 | 1979-03-28 21:00 | 0 | 0 | 0 | 13.3 | 2.6 | -9900
2087 | 1979-03-28 22:00 | 0 | 0 | 0 | 13.1 | 3.5 | -9900
2088 | 1979-03-28 23:00 | 0 | 0 | 0 | 13 | 4.3 | -9900
2089 | 1979-03-29 | 0 | 0 | 0 | 12.8 | 5.2 | -9900
2090 | 1979-03-29 01:00 | 0 | 0 | 0 | 12.8 | 4 | -9900
2091 | 1979-03-29 02:00 | 0 | 0 | 0 | 12.8 | 2.7 | -9900
2092 | 1979-03-29 03:00 | 0 | 0 | 0 | 12.8 | 1.5 | -9900
2093 | 1979-03-29 04:00 | 0 | 0 | 0 | 13 | 1.5 | -9900
2094 | 1979-03-29 05:00 | 11 | 11 | 9 | 13.1 | 1.5 | -9900 | -3.1789 | 84.0441 | 89.9987 | 0 |  | 11 | 0.00051272 | 8.131 | 0.0041858 | 0 | 7.6045 | 0 | 0 | 7.2755 | 0 | 7.13 | 7.1279 | 1764.59 | 13.5008 | 938.632 | 952.969 | 944.166 | 944.166 | 930.948 | 930.935 | 1474.09 | 0 | 0 | 0.017593 | 0 | 930.918 | 950 | 883.49 | 879.072
2095 | 1979-03-29 06:00 | 84 | 84 | 70 | 13.3 | 1.5 | -9900 | 9.4331 | 92.1528 | 82.0088 | 0 |  | 84 | 11.8598 | 68.1094 | 0.031964 | 11.107 | 63.8392 | 0.031964 | 7.6471 | 61.0759 | 0 | 67.3485 | 67.3532 | 16673.4 | 17.0875 | 15279 | 15728.2 | 15651 | 15651 | 15431.8 | 15428.4 | 1536.52 | 0 | 0 | 5.1415 | 0 | 15423.3 | 950 | 14815.1 | 14740.9834
2096 | 1979-03-29 07:00 | 245 | 173 | 181 | 14.1 | 2.7 | -9900 | 21.9739 | 100.682 | 68.9471 | 0 |  | 245 | 61.3603 | 178.985 | 0.09323 | 59.6041 | 167.62 | 0.09323 | 54.2804 | 160.365 | 0 | 210.353 | 210.127 | 52017.7 | 25.2882 | 50822.1 | 50733.4 | 50522.2 | 50522.2 | 49814.9 | 49781.9 | 1557.08 | 0 | 0 | 54.19 | 0 | 49727.7 | 950 | 48619.9 | 48376.7578
2097 | 1979-03-29 08:00 | 344 | 153 | 259 | 14.8 | 4 | -9900 | 34.1309 | 110.634 | 56.1608 | 0 |  | 344 | 84.2465 | 258.189 | 0.1309 | 81.4105 | 241.7 | 0.1309 | 78.1742 | 231.24 | 0 | 303.226 | 303.055 | 75022.2 | 30.0094 | 74176.4 | 72750.3 | 72526.6 | 72526.6 | 71511.2 | 71443.9 | 1559.56 | 0 | 0 | 111.182 | 0 | 71332.8 | 949.999 | 69964.5 | 69614.7031
2098 | 1979-03-29 09:00 | 543 | 295 | 333 | 15.6 | 5.2 | -9900 | 45.3869 | 123.563 | 44.0771 | 0 |  | 543 | 211.655 | 335.019 | 0.20663 | 199.602 | 313.607 | 0.20663 | 195.712 | 300.036 | 0 | 485.833 | 485.29 | 120139 | 38.6611 | 120074 | 113854 | 113500 | 113500 | 111911 | 111742 | 1544.18 | 0 | 0 | 269.352 | 0 | 111473 | 950 | 109642 | 109093.4844
2099 | 1979-03-29 10:00 | 811 | 765 | 189 | 16.3 | 4.8 | -9900 | 54.7117 | 141.971 | 33.6202 | 0 |  | 811 | 633.882 | 194.321 | 0.30861 | 577.065 | 181.909 | 0.30861 | 571.33 | 174.037 | 0 | 730.459 | 729.927 | 180694 | 51.6234 | 181318 | 161863 | 161049 | 161049 | 158794 | 158398 | 1460.38 | 0 | 0 | 479.174 | 0 | 157919 | 950 | 155170 | 154394.2344
2100 | 1979-03-29 11:00 | 726 | 517 | 279 | 17.1 | 4.5 | -9900 | 60.1291 | 168.147 | 26.8852 | 0 |  | 726 | 459.524 | 286.285 | 0.27626 | 427.456 | 267.867 | 0.27626 | 424.877 | 256.277 | 0 | 667.531 | 666.634 | 165032 | 49.8038 | 165586 | 149671 | 148982 | 148982 | 146896 | 146578 | 1496.8 | 0 | 0 | 417.903 | 0 | 146160 | 950 | 143677 | 142958.9219
2101 | 1979-03-29 12:00 | 809 | 677 | 228 | 17.8 | 4.1 | -9900 | 59.4392 | 198.135 | 26.8267 | 0 |  | 809 | 602 | 236.565 | 0.30785 | 584.114 | 221.267 | 0.30785 | 580.586 | 211.693 | 0 | 776.434 | 776.016 | 192109 | 56.5691 | 192884 | 169754 | 168930 | 168930 | 166564 | 166181 | 1526.46 | 0 | 0 | 555.584 | 0 | 165625 | 950 | 162734 | 161920.3594
2102 | 1979-03-29 13:00 | 772 | 687 | 225 | 17.6 | 4.6 | -9900 | 52.9872 | 222.67 | 33.4428 | 0 |  | 772 | 571.393 | 234.012 | 0.29377 | 570.573 | 218.787 | 0.29377 | 564.899 | 209.322 | 0 | 758.736 | 758.625 | 187813 | 54.6477 | 188609 | 167901 | 167435 | 167435 | 165091 | 164740 | 1577 | 0 | 0 | 584.321 | 0 | 164156 | 950 | 161301 | 160494.0625
2103 | 1979-03-29 14:00 | 684 | 851 | 103 | 17.4 | 5.2 | -9900 | 43.1307 | 239.675 | 43.8119 | 0 |  | 684 | 612.823 | 107.245 | 0.26028 | 457.343 | 100.239 | 0.26028 | 448.196 | 95.9031 | 0 | 533.217 | 533.01 | 131971 | 42.7288 | 132090 | 120667 | 119888 | 119888 | 113446 | 113155 | 1423.65 | 0 | 0 | 154.042 | 0 | 113001 | 940.236 | 111008 | 110452.5234
2104 | 1979-03-29 15:00 | 485 | 813 | 60 | 17.2 | 5.7 | -9900 | 31.6293 | 251.812 | 55.8438 | 0 |  | 485 | 454.586 | 63.139 | 0.18456 | 300.025 | 58.9885 | 0.18456 | 287.516 | 56.437 | 0 | 337.074 | 336.775 | 83390.6 | 32.8436 | 82873.4 | 78820.6 | 77423.6 | 77423.6 | 75821.3 | 75717.4 | 1506.39 | 0 | 0 | 138.57 | 0 | 75578.9 | 941.708 | 74222.9 | 73851.7422
2105 | 1979-03-29 16:00 | 276 | 702 | 43 | 16.5 | 5.3 | -9900 | 19.3685 | 261.372 | 68.5989 | 0 |  | 276 | 256.085 | 45.6506 | 0.10503 | 180.298 | 42.6188 | 0.10503 | 163.575 | 40.7756 | 0 | 200.264 | 200.054 | 49532.4 | 25.9634 | 48447.7 | 47823.7 | 47352.3 | 47352.3 | 45111.4 | 45064.9 | 1407.86 | 0 | 0 | -16.1891 | 4.0801 | 45077 | 940.894 | 44062.9 | 43842.6016
2106 | 1979-03-29 17:00 | 78 | 356 | 36 | 15.7 | 5 | -9900 | 6.8046 | 269.759 | 81.6398 | 0 |  | 78 | 51.4802 | 38.8134 | 0.029681 | 23.4201 | 36.1357 | 0.029681 | 15.9338 | 34.5738 | 0 | 49.4975 | 49.4544 | 12240.9 | 18.0716 | 10939.5 | 11202.4 | 11039.2 | 11039.2 | 10854.5 | 10851.4 | 1249.19 | 0 | 0 | 1.3796 | 0 | 10850 | 942.694 | 10384.6 | 10332.7051
2107 | 1979-03-29 18:00 | 3 | 5 | 1 | 15 | 4.6 | -9900 | -5.7686 | 277.911 | 90 | 0 |  | 3 | 0 | 0.62353 | 0.0011416 | 0 | 0.58316 | 0 | 0 | 0.55793 | 0 | 0.54677 | 0.54658 | 135.312 | 15.0267 | 6.1286 | 6.092 | 0.25008 | 0.24311 | 0.23905 | 0.23905 | 318.411 | 0 | 0 | 0 | 0.22097 | 0.018079 | 1008.48 | 0.01738 | 0.017293
2108 | 1979-03-29 19:00 | 0 | 0 | 0 | 15 | 4.1 | -9900
2109 | 1979-03-29 20:00 | 0 | 0 | 0 | 15 | 3.6 | -9900
2110 | 1979-03-29 21:00 | 0 | 0 | 0 | 15 | 3.1 | -9900
2111 | 1979-03-29 22:00 | 0 | 0 | 0 | 14.6 | 2.6 | -9900
2112 | 1979-03-29 23:00 | 0 | 0 | 0 | 14.3 | 2 | -9900
2113 | 1979-03-30 | 0 | 0 | 0 | 13.9 | 1.5 | -9900
2114 | 1979-03-30 01:00 | 0 | 0 | 0 | 13.3 | 2.4 | -9900
2115 | 1979-03-30 02:00 | 0 | 0 | 0 | 12.8 | 3.2 | -9900
2116 | 1979-03-30 03:00 | 0 | 0 | 0 | 12.2 | 4.1 | -9900
2117 | 1979-03-30 04:00 | 0 | 0 | 0 | 12.4 | 3.6 | -9900
2118 | 1979-03-30 05:00 | 9 | 20 | 6 | 12.6 | 3.1 | -9900 | -2.9033 | 83.7587 | 89.9806 | 0 |  | 9 | 0.011659 | 4.7574 | 0.0034248 | 0 | 4.4493 | 0 | 0 | 4.2568 | 0 | 4.1717 | 4.1697 | 1032.28 | 12.818 | 351.136 | 348.703 | 346.429 | 346.429 | 341.579 | 341.577 | 1436.27 | 0 | 0 | 0.0022526 | 0 | 341.575 | 950 | 324.016 | 322.3955
2119 | 1979-03-30 06:00 | 109 | 420 | 39 | 12.8 | 2.6 | -9900 | 9.7065 | 91.8617 | 81.7544 | 0 |  | 109 | 59.4666 | 37.6718 | 0.041478 | 56.4033 | 35.3934 | 0.041478 | 39.3843 | 33.8606 | 0 | 71.7801 | 71.7372 | 17755.8 | 16.6371 | 16379.4 | 16860 | 16643.8 | 16643.8 | 16410.8 | 16405.7 | 1445.57 | 0 | 0 | 5.6794 | 0 | 16400 | 950 | 15784.4 | 15705.4365
2120 | 1979-03-30 07:00 | 325 | 684 | 68 | 13.9 | 2.9 | -9900 | 22.2543 | 100.38 | 68.6875 | 0 |  | 325 | 246.314 | 68.3309 | 0.12367 | 238.887 | 64.0553 | 0.12367 | 217.925 | 61.2826 | 0 | 273.624 | 273.377 | 67669 | 28.3241 | 66718.8 | 65754.4 | 65282.6 | 65282.6 | 64368.7 | 64308.3 | 1522.15 | 0 | 0 | 87.826 | 0 | 64220.5 | 950 | 62924.1 | 62609.5195
2121 | 1979-03-30 08:00 | 538 | 756 | 113 | 15 | 3.3 | -9900 | 34.4292 | 110.318 | 55.8849 | 0 |  | 538 | 421.025 | 114.511 | 0.20472 | 407.12 | 107.293 | 0.20472 | 391.194 | 102.649 | 0 | 483.966 | 483.477 | 119680 | 40.0495 | 119616 | 112661 | 112044 | 112044 | 110475 | 110303 | 1521.31 | 0 | 0 | 258.833 | 0 | 110044 | 949.999 | 108231 | 107690.1484
2122 | 1979-03-30 09:00 | 747 | 869 | 127 | 16.1 | 3.6 | -9900 | 45.7164 | 123.249 | 43.7703 | 0 |  | 747 | 624.581 | 129.866 | 0.28426 | 589.702 | 121.609 | 0.28426 | 578.416 | 116.346 | 0 | 680.867 | 680.002 | 168337 | 50.8541 | 168925 | 151774 | 151160 | 151160 | 149044 | 148719 | 1499.39 | 0 | 0 | 461.166 | 0 | 148258 | 950 | 145696 | 144967.9688
2123 | 1979-03-30 10:00 | 802 | 729 | 206 | 16.7 | 4.6 | -9900 | 55.0831 | 141.731 | 33.2661 | 0 |  | 802 | 607.094 | 211.448 | 0.30518 | 553.08 | 197.936 | 0.30518 | 547.716 | 189.37 | 0 | 722.344 | 721.697 | 178653 | 51.9444 | 179271 | 159919 | 159053 | 159053 | 156825 | 156442 | 1463.94 | 0 | 0 | 468.952 | 0 | 155973 | 950 | 153267 | 152500.8281
2124 | 1979-03-30 11:00 | 784 | 606 | 259 | 17.2 | 5.7 | -9900 | 60.5253 | 168.161 | 26.4917 | 0 |  | 784 | 539.446 | 266.589 | 0.29834 | 503.298 | 249.447 | 0.29834 | 500.358 | 238.653 | 0 | 724.231 | 723.265 | 179051 | 50.7966 | 179712 | 161669 | 161225 | 161225 | 158967 | 158594 | 1496.32 | 0 | 0 | 485.312 | 0 | 158109 | 950 | 155379 | 154601.9062
2125 | 1979-03-30 12:00 | 593 | 169 | 447 | 17.8 | 6.7 | -9900 | 59.7943 | 198.482 | 26.4715 | 0 |  | 593 | 151.198 | 453.478 | 0.22565 | 146.919 | 424.134 | 0.22565 | 146.057 | 405.784 | 0 | 540.804 | 540.499 | 133808 | 41.7901 | 133970 | 125627 | 125238 | 125238 | 123485 | 123286 | 1554.83 | 0 | 0 | 323.117 | 0 | 122963 | 950 | 120938 | 120333.4531
2126 | 1979-03-30 13:00 | 722 | 551 | 281 | 17.4 | 6.4 | -9900 | 53.2625 | 223.145 | 33.1798 | 0 |  | 722 | 460.392 | 290.09 | 0.27474 | 459.731 | 271.225 | 0.27474 | 455.242 | 259.491 | 0 | 700.438 | 700.279 | 173365 | 48.9092 | 174050 | 158710 | 158270 | 158270 | 156054 | 155747 | 1585.07 | 0 | 0 | 528.319 | 0 | 155218 | 950 | 152562 | 151799.5156
2127 | 1979-03-30 14:00 | 600 | 630 | 168 | 17.1 | 6 | -9900 | 43.3418 | 240.135 | 43.6204 | 0 |  | 600 | 455.327 | 175.821 | 0.22832 | 339.116 | 164.305 | 0.22832 | 332.405 | 157.197 | 0 | 479.811 | 480.099 | 118871 | 39.0989 | 118794 | 111110 | 110457 | 110457 | 106932 | 106690 | 1420.82 | 0 | 0 | -522.664 | 0 | 107213 | 950 | 105359 | 104832.4688
2128 | 1979-03-30 15:00 | 454 | 627 | 124 | 16.7 | 5.7 | -9900 | 31.8012 | 252.231 | 55.6939 | 0 |  | 454 | 352.613 | 130.348 | 0.17276 | 233.244 | 121.745 | 0.17276 | 223.604 | 116.479 | 0 | 333.282 | 332.842 | 82407 | 32.161 | 81768.7 | 78594.7 | 77737 | 77737 | 76271.2 | 76175.1 | 1483.39 | 0 | 0 | 120.907 | 0 | 76054.2 | 949.257 | 74680.3 | 74306.8828
2129 | 1979-03-30 16:00 | 242 | 424 | 101 | 16.1 | 5.2 | -9900 | 19.5203 | 261.76 | 68.47 | 0 |  | 242 | 154.693 | 105.336 | 0.092088 | 109.453 | 98.3369 | 0.092088 | 99.4028 | 94.084 | 0 | 189.617 | 189.541 | 46927.3 | 25.107 | 45710.5 | 45513.7 | 45168.8 | 45168.8 | 44332.1 | 44289.7 | 1373.88 | 0 | 0 | 24.8672 | 0 | 44264.8 | 946.953 | 43226.7 | 43010.5781
2130 | 1979-03-30 17:00 | 37 | 49 | 31 | 15.6 | 4.6 | -9900 | 6.9502 | 270.13 | 81.5177 | 0 |  | 37 | 7.3053 | 31.6069 | 0.01408 | 3.2951 | 29.5121 | 0.01408 | 2.2419 | 28.2357 | 0 | 29.868 | 29.8727 | 7394.99 | 17.0588 | 6196.33 | 6376.07 | 6339.37 | 6339.37 | 6250.62 | 6250 | 1427.19 | 0 | 0 | 0.71965 | 0 | 6249.28 | 950 | 5956.12 | 5926.3408
2131 | 1979-03-30 18:00 | 0 | 1 | 0 | 15 | 4.1 | -9900
2132 | 1979-03-30 19:00 | 0 | 0 | 0 | 14.8 | 3.6 | -9900
2133 | 1979-03-30 20:00 | 0 | 0 | 0 | 14.6 | 3.1 | -9900
2134 | 1979-03-30 21:00 | 0 | 0 | 0 | 14.4 | 2.6 | -9900
2135 | 1979-03-30 22:00 | 0 | 0 | 0 | 14.2 | 2.4 | -9900
2136 | 1979-03-30 23:00 | 0 | 0 | 0 | 14.1 | 2.3 | -9900
2137 | 1979-03-31 | 0 | 0 | 0 | 13.9 | 2.1 | -9900
2138 | 1979-03-31 01:00 | 0 | 0 | 0 | 13.3 | 2.1 | -9900
2139 | 1979-03-31 02:00 | 0 | 0 | 0 | 12.8 | 2.1 | -9900
2140 | 1979-03-31 03:00 | 0 | 0 | 0 | 12.2 | 2.1 | -9900
2141 | 1979-03-31 04:00 | 0 | 0 | 0 | 12 | 2.4 | -9900
2142 | 1979-03-31 05:00 | 8 | 9 | 7 | 11.9 | 2.8 | -9900 | -2.6285 | 83.4742 | 89.9626 | 0 |  | 8 | 0.0075044 | 6.5068 | 0.0030442 | 0 | 6.0855 | 0 | 0 | 5.8222 | 0 | 5.7057 | 5.7035 | 1411.99 | 12.2023 | 639.84 | 641.854 | 634.462 | 634.462 | 625.579 | 625.573 | 1442.7 | 0 | 0 | 0.0075972 | 0 | 625.565 | 950 | 593.546 | 590.5778
2143 | 1979-03-31 06:00 | 101 | 269 | 55 | 11.7 | 3.1 | -9900 | 9.9787 | 91.5708 | 81.5011 | 0 |  | 101 | 39.182 | 53.2399 | 0.038434 | 37.2223 | 49.9669 | 0.038434 | 26.3765 | 47.8035 | 0 | 72.6964 | 72.6647 | 17987 | 15.4993 | 16593 | 17166.3 | 17003.1 | 17003.1 | 16765 | 16760.4 | 1504.81 | 0 | 0 | 6.0806 | 0 | 16754.3 | 950 | 16119.9 | 16039.3457
2144 | 1979-03-31 07:00 | 308 | 615 | 74 | 13.7 | 3.8 | -9900 | 22.5332 | 100.077 | 68.4293 | 0 |  | 308 | 224.195 | 73.9964 | 0.1172 | 217.481 | 69.3821 | 0.1172 | 198.738 | 66.3786 | 0 | 259.814 | 259.597 | 64258.6 | 26.8475 | 63253.6 | 62699.8 | 62273.6 | 62273.6 | 61401.6 | 61344.9 | 1498.8 | 0 | 0 | 77.436 | 0 | 61267.5 | 950 | 59998.6 | 59698.6133
2145 | 1979-03-31 08:00 | 525 | 765 | 92 | 15.8 | 4.5 | -9900 | 34.7258 | 110.001 | 55.6109 | 0 |  | 525 | 428.742 | 93.5081 | 0.19978 | 414.763 | 87.6035 | 0.19978 | 398.794 | 83.8119 | 0 | 472.954 | 472.584 | 116983 | 38.9841 | 116876 | 110549 | 109937 | 109937 | 108397 | 108231 | 1514.34 | 0 | 0 | 247.734 | 0 | 107983 | 950 | 106205 | 105673.625
2146 | 1979-03-31 09:00 | 742 | 884 | 108 | 17.8 | 5.2 | -9900 | 46.044 | 122.932 | 43.4657 | 0 |  | 742 | 638.376 | 110.085 | 0.28235 | 603.287 | 103.056 | 0.28235 | 591.949 | 98.5967 | 0 | 676.734 | 675.843 | 167308 | 49.9162 | 167889 | 151486 | 150844 | 150844 | 148725 | 148395 | 1485.92 | 0 | 0 | 450.515 | 0 | 147944 | 950 | 145388 | 144661.4062
2147 | 1979-03-31 10:00 | 872 | 898 | 135 | 18.3 | 6 | -9900 | 55.4529 | 141.487 | 32.914 | 0 |  | 872 | 750.363 | 137.741 | 0.33182 | 684.099 | 128.908 | 0.33182 | 677.625 | 123.33 | 0 | 784.936 | 783.743 | 194013 | 54.2124 | 194660 | 171640 | 170643 | 170643 | 168078 | 167631 | 1458.48 | 0 | 0 | 365.151 | 0 | 167266 | 950 | 164313 | 163491.4062
2148 | 1979-03-31 11:00 | 926 | 889 | 152 | 18.9 | 6.9 | -9900 | 60.9202 | 168.175 | 26.0996 | 0 |  | 926 | 794.913 | 157.158 | 0.35237 | 743.855 | 147.054 | 0.35237 | 739.647 | 140.691 | 0 | 862.731 | 861.35 | 213236 | 56.7848 | 213900 | 187056 | 186524 | 186524 | 183912 | 183388 | 1469.59 | 3234.52 | 0 | 617.416 | 0 | 182771 | 950 | 176236 | 175355.3125
2149 | 1979-03-31 12:00 | 930 | 886 | 164 | 19.4 | 7.7 | -9900 | 60.1474 | 198.836 | 26.1184 | 0 |  | 930 | 792.861 | 170.166 | 0.35389 | 772.664 | 159.159 | 0.35389 | 768.262 | 152.273 | 0 | 902.124 | 901.538 | 223179 | 57.635 | 223923 | 196163 | 195863 | 195863 | 193120 | 192620 | 1555.68 | 4072.33 | 0 | 765.245 | 0 | 191854 | 950 | 184278 | 183356.2812
2150 | 1979-03-31 13:00 | 862 | 858 | 174 | 19 | 7.2 | -9900 | 53.5351 | 223.624 | 32.9197 | 0 |  | 862 | 717.83 | 180.796 | 0.32802 | 716.8 | 169.034 | 0.32802 | 709.926 | 161.721 | 0 | 854.214 | 854.122 | 211456 | 56.0576 | 212312 | 187867 | 187321 | 187321 | 184696 | 184265 | 1585.34 | 0 | 0 | 731.14 | 0 | 183534 | 950 | 180231 | 179330.0156
2151 | 1979-03-31 14:00 | 630 | 669 | 170 | 18.7 | 6.7 | -9900 | 43.5505 | 240.597 | 43.4317 | 0 |  | 630 | 484.487 | 177.814 | 0.23973 | 358.802 | 166.167 | 0.23973 | 351.773 | 158.978 | 0 | 500.536 | 500.752 | 123978 | 40.926 | 123972 | 115028 | 114511 | 114511 | 110552 | 110293 | 1418.22 | 0 | 0 | -248.226 | 0 | 110541 | 950 | 108613 | 108069.9062
2152 | 1979-03-31 15:00 | 474 | 673 | 118 | 18.3 | 6.2 | -9900 | 31.9714 | 252.65 | 55.546 | 0 |  | 474 | 380.01 | 124.152 | 0.18037 | 250.792 | 115.955 | 0.18037 | 240.508 | 110.939 | 0 | 344.419 | 344.226 | 85229.3 | 33.9301 | 84648 | 80701 | 79927 | 79927 | 78383.8 | 78281.5 | 1491.2 | 0 | 0 | 132.106 | 0 | 78149.4 | 949.074 | 76735.4 | 76351.7109
2153 | 1979-03-31 16:00 | 267 | 555 | 80 | 17.8 | 5.2 | -9900 | 19.6709 | 262.147 | 68.3423 | 0 |  | 267 | 204.799 | 84.5554 | 0.1016 | 145.676 | 78.9099 | 0.1016 | 132.432 | 75.4974 | 0 | 203.771 | 203.906 | 50483.4 | 27.4896 | 49340.9 | 48581.5 | 48173.1 | 48173.1 | 46705.5 | 46658.4 | 1386.27 | 0 | 0 | -135.08 | 0 | 46793.5 | 943.543 | 45733.5 | 45504.8008
2154 | 1979-03-31 17:00 | 71 | 285 | 36 | 17.2 | 4.1 | -9900 | 7.0952 | 270.5 | 81.3962 | 0 |  | 71 | 42.3412 | 38.7585 | 0.027018 | 18.9598 | 36.0838 | 0.027018 | 12.884 | 34.5242 | 0 | 46.46 | 46.4964 | 11508.8 | 19.5229 | 10214.5 | 10409.6 | 10298.7 | 10298.7 | 10143.4 | 10140.7 | 1214.61 | 0 | 0 | 1.1462 | 0 | 10139.5 | 943.748 | 9697.24 | 9648.752
2155 | 1979-03-31 18:00 | 2 | 2 | 1 | 16.7 | 3.1 | -9900 | -5.4662 | 278.645 | 90 | 0 |  | 2 | 0 | 0.6196 | 0.00076106 | 0 | 0.57947 | 0 | 0 | 0.5544 | 0 | 0.54331 | 0.5431 | 134.451 | 16.7284 | 6.0502 | 6.0203 | 0.21094 | 0.20155 | 0.19842 | 0.19842 | 271.735 | 0 | 0 | 0 | 0.19842 | 0 | 790 | 0 | 0
2156 | 1979-03-31 19:00 | 0 | 0 | 0 | 16.5 | 2.6 | -9900
2157 | 1979-03-31 20:00 | 0 | 0 | 0 | 16.3 | 2 | -9900
2158 | 1979-03-31 21:00 | 0 | 0 | 0 | 16 | 2 | -9900
2159 | 1979-03-31 22:00 | 0 | 0 | 0 | 15.6 | 2 | -9900
2160 | 1979-03-31 23:00 | 0 | 0 | 0 | 15.3 | 2 | -9900
2161 | 1987-04-01 | 0 | 0 | 0 | 14.9 | 2.1 | -9900
2162 | 1987-04-01 01:00 | 0 | 0 | 0 | 14.6 | 2.1 | -9900
2163 | 1987-04-01 02:00 | 0 | 0 | 0 | 14.2 | 2.1 | -9900
2164 | 1987-04-01 03:00 | 0 | 0 | 0 | 13.9 | 2.1 | -9900
2165 | 1987-04-01 04:00 | 0 | 0 | 0 | 13.9 | 1.5 | -9900
2166 | 1987-04-01 05:00 | 9 | 8 | 8 | 13.3 | 0 | -9900 | -2.3361 | 83.1741 | 89.9434 | 0 |  | 9 | 0.011354 | 7.3191 | 0.0034248 | 0 | 6.8452 | 0 | 0 | 6.549 | 0 | 6.418 | 6.4156 | 1588.29 | 13.6863 | 787.305 | 794.876 | 786.164 | 786.164 | 775.158 | 775.149 | 1454.57 | 0 | 0 | 0.01185 | 0 | 775.137 | 950 | 735.551 | 731.8734
2167 | 1987-04-01 06:00 | 106 | 320 | 50 | 15 | 1.5 | -9900 | 10.268 | 91.2633 | 81.2319 | 0 |  | 106 | 47.828 | 48.3979 | 0.040336 | 45.5687 | 45.4242 | 0.040336 | 32.7759 | 43.4574 | 0 | 74.7087 | 74.66 | 18480.5 | 19.1984 | 17086 | 17436.3 | 17261 | 17261 | 17019.4 | 17014.5 | 1480.16 | 0 | 0 | 6.1876 | 0 | 17008.3 | 950 | 16370 | 16288.1973
2168 | 1987-04-01 07:00 | 324 | 615 | 87 | 16.7 | 3.1 | -9900 | 22.8292 | 99.7559 | 68.1553 | 0 |  | 324 | 226.991 | 86.9294 | 0.12329 | 219.848 | 81.4942 | 0.12329 | 201.249 | 77.9665 | 0 | 273.631 | 273.392 | 67674.2 | 30.9942 | 66721.2 | 65109.8 | 64602.8 | 64602.8 | 63698.3 | 63638.7 | 1517.45 | 0 | 0 | 84.2272 | 0 | 63554.5 | 950 | 62263.1 | 61951.7695
2169 | 1987-04-01 08:00 | 548 | 754 | 117 | 18.3 | 3.1 | -9900 | 35.0401 | 109.664 | 55.3205 | 0 |  | 548 | 426.546 | 118.469 | 0.20853 | 412.819 | 110.997 | 0.20853 | 397.191 | 106.193 | 0 | 493.316 | 492.762 | 121979 | 44.0639 | 121954 | 113042 | 112396 | 112396 | 110823 | 110649 | 1522.17 | 0 | 0 | 258.988 | 0 | 110390 | 950 | 108576 | 108032.7109
2170 | 1987-04-01 09:00 | 735 | 826 | 139 | 19.4 | 2.6 | -9900 | 46.391 | 122.594 | 43.1432 | 0 |  | 735 | 599.812 | 141.877 | 0.27969 | 567.638 | 132.849 | 0.27969 | 557.173 | 127.1 | 0 | 670.587 | 669.745 | 165800 | 55.2233 | 166366 | 146762 | 146125 | 146125 | 144079 | 143776 | 1493.96 | 0 | 0 | 429.944 | 0 | 143346 | 950 | 140886 | 140181.8281
2171 | 1987-04-01 10:00 | 866 | 866 | 152 | 21.1 | 4.6 | -9900 | 55.8446 | 141.226 | 32.5411 | 0 |  | 866 | 726.585 | 156.113 | 0.32954 | 666.736 | 146.129 | 0.32954 | 660.582 | 139.806 | 0 | 784.381 | 782.995 | 193823 | 59.3378 | 194486 | 167791 | 167226 | 167226 | 164882 | 164458 | 1462.31 | 0 | 0 | 515.673 | 0 | 163943 | 950 | 161070 | 160264.9688
2172 | 1987-04-01 11:00 | 929 | 882 | 158 | 22.2 | 3.6 | -9900 | 61.3386 | 168.194 | 25.6841 | 0 |  | 929 | 791.431 | 163.202 | 0.35351 | 741.69 | 152.707 | 0.35351 | 737.638 | 146.099 | 0 | 866.062 | 864.799 | 214093 | 66.3988 | 214756 | 179632 | 179133 | 179133 | 176624 | 176144 | 1475.5 | 0 | 0 | 581.301 | 0 | 175563 | 950 | 172434 | 171571.4219
2173 | 1987-04-01 12:00 | 920 | 879 | 157 | 21.1 | 5.7 | -9900 | 60.5198 | 199.221 | 25.7462 | 0 |  | 920 | 789.326 | 163.002 | 0.35009 | 769.216 | 152.457 | 0.35009 | 764.968 | 145.861 | 0 | 892.613 | 891.942 | 220801 | 62.5319 | 221557 | 189883 | 189615 | 189615 | 186959 | 186485 | 1543.58 | 699.015 | 0 | 713.237 | 0 | 185771 | 950 | 181714 | 180805.9062
2174 | 1987-04-01 13:00 | 840 | 857 | 150 | 20.6 | 6.2 | -9900 | 53.8205 | 224.14 | 32.6481 | 0 |  | 840 | 719.472 | 156.371 | 0.31965 | 718.439 | 146.194 | 0.31965 | 711.679 | 139.87 | 0 | 834.518 | 834.445 | 206584 | 58.4892 | 207441 | 181641 | 181123 | 181123 | 178587 | 178182 | 1587.24 | 0 | 0 | 684.997 | 0 | 177497 | 950 | 174336 | 173464.6094
2175 | 1987-04-01 14:00 | 695 | 812 | 135 | 20 | 6.7 | -9900 | 43.7682 | 241.091 | 43.2355 | 0 |  | 695 | 589.361 | 141.182 | 0.26447 | 435.001 | 131.94 | 0.26447 | 426.569 | 126.233 | 0 | 541.746 | 541.656 | 134109 | 44.0415 | 134231 | 122320 | 121717 | 121717 | 115860 | 115564 | 1425.79 | 0 | 0 | 176.054 | 0 | 115388 | 942.56 | 113346 | 112779.0234
2176 | 1987-04-01 15:00 | 498 | 729 | 111 | 18.9 | 6.2 | -9900 | 32.1488 | 253.097 | 55.3925 | 0 |  | 498 | 412.665 | 116.909 | 0.1895 | 273.573 | 109.186 | 0.1895 | 262.461 | 104.463 | 0 | 359.585 | 359.35 | 88971.4 | 35.2168 | 88462.5 | 83762.7 | 82910.7 | 82910.7 | 81270.8 | 81160.3 | 1511.09 | 0 | 0 | 132.38 | 0 | 81028 | 950 | 79566.2 | 79168.3359
2177 | 1987-04-01 16:00 | 271 | 567 | 79 | 18.9 | 4.6 | -9900 | 19.8281 | 262.559 | 68.2096 | 0 |  | 271 | 209.889 | 83.4901 | 0.10312 | 149.865 | 77.9144 | 0.10312 | 136.376 | 74.5449 | 0 | 206.702 | 206.761 | 51188.9 | 28.9972 | 50057.8 | 48988.7 | 48611.1 | 48611.1 | 47012 | 46964.5 | 1397.54 | 0 | 0 | -131.326 | 0 | 47095.8 | 942.628 | 46034.7 | 45804.5586
2178 | 1987-04-01 17:00 | 66 | 212 | 39 | 17.8 | 5.2 | -9900 | 7.2471 | 270.893 | 81.2693 | 0 |  | 66 | 32.45 | 41.4797 | 0.025115 | 13.7198 | 38.631 | 0.025115 | 9.4283 | 36.9611 | 0 | 45.4616 | 45.4996 | 11263.3 | 19.9622 | 9964.92 | 10144.5 | 10060.6 | 10060.6 | 9919.7 | 9917.44 | 1248.8 | 0 | 0 | 1.3126 | 0 | 9916.12 | 950 | 9478.41 | 9431.0205
2179 | 1987-04-01 18:00 | 1 | 1 | 1 | 16.7 | 4.1 | -9900 | -5.3073 | 279.033 | 90 | 0 |  | 1 | 0 | 1.0841 | 0.00038053 | 0 | 1.0139 | 0 | 0 | 0.97007 | 0 | 0.95067 | 0.95047 | 235.301 | 16.7475 | 18.5051 | 18.4137 | 17.2368 | 17.2368 | 16.9955 | 16.9955 | 1363.3 | 0 | 0 | 5.0293e-06 | 0 | 16.9955 | 950 | 16.1175 | 16.0369
2180 | 1987-04-01 19:00 | 0 | 0 | 0 | 16.1 | 3.6 | -9900
2181 | 1987-04-01 20:00 | 0 | 0 | 0 | 15.6 | 3.1 | -9900
2182 | 1987-04-01 21:00 | 0 | 0 | 0 | 15 | 2.6 | -9900
2183 | 1987-04-01 22:00 | 0 | 0 | 0 | 14.4 | 1.5 | -9900
2184 | 1987-04-01 23:00 | 0 | 0 | 0 | 14.4 | 2.1 | -9900
2185 | 1987-04-02 | 0 | 0 | 0 | 12.8 | 1.5 | -9900
2186 | 1987-04-02 01:00 | 0 | 0 | 0 | 12.8 | 1.5 | -9900
2187 | 1987-04-02 02:00 | 0 | 0 | 0 | 12.2 | 1.5 | -9900
2188 | 1987-04-02 03:00 | 0 | 0 | 0 | 11.7 | 2.6 | -9900
2189 | 1987-04-02 04:00 | 0 | 0 | 0 | 11.1 | 2.6 | -9900
2190 | 1987-04-02 05:00 | 11 | 17 | 9 | 11.1 | 1.5 | -9900 | -2.0634 | 82.8914 | 89.9089 | 0 |  | 11 | 0.036538 | 8.1063 | 0.0041858 | 0 | 7.5816 | 0 | 0 | 7.2536 | 0 | 7.1085 | 7.1066 | 1759.32 | 11.4996 | 934.106 | 950.299 | 941.07 | 941.07 | 927.895 | 927.883 | 1483.46 | 0 | 0 | 0.017557 | 0 | 927.865 | 950 | 880.591 | 876.1877
2191 | 1987-04-02 06:00 | 108 | 143 | 82 | 12.8 | 1.5 | -9900 | 10.5374 | 90.9731 | 80.9812 | 0 |  | 108 | 22.2579 | 79.752 | 0.041097 | 21.2107 | 74.7444 | 0.041097 | 15.4509 | 71.5091 | 0 | 85.2208 | 85.1599 | 21081.2 | 17.5888 | 19659.5 | 20197.8 | 20086 | 20086 | 19804.8 | 19799.1 | 1524.18 | 0 | 0 | 8.4398 | 0 | 19790.7 | 950 | 19078.7 | 18983.3184
2192 | 1987-04-02 07:00 | 236 | 203 | 157 | 14.4 | 3.6 | -9900 | 23.1046 | 99.4522 | 67.9006 | 0 |  | 236 | 75.6393 | 155.421 | 0.089805 | 73.3065 | 145.521 | 0.089805 | 67.2119 | 139.223 | 0 | 202.307 | 202.107 | 50031.5 | 24.7294 | 48810.3 | 48826.6 | 48601.3 | 48601.3 | 47920.9 | 47890.3 | 1563.04 | 0 | 0 | 50.2099 | 0 | 47840.1 | 950 | 46769.7 | 46535.8789
2193 | 1987-04-02 08:00 | 416 | 405 | 183 | 16.1 | 4.6 | -9900 | 35.3325 | 109.344 | 55.0508 | 0 |  | 416 | 230.484 | 183.859 | 0.1583 | 222.799 | 172.196 | 0.1583 | 214.492 | 164.744 | 0 | 371.651 | 371.431 | 91946.9 | 34.239 | 91395 | 88153.5 | 87668.4 | 87668.4 | 86441.1 | 86338.6 | 1535.47 | 0 | 0 | 160.114 | 0 | 86178.5 | 949.999 | 84718.4 | 84294.7969
2194 | 1987-04-02 09:00 | 711 | 789 | 139 | 17.2 | 5.2 | -9900 | 46.7142 | 122.27 | 42.8435 | 0 |  | 711 | 575.389 | 141.843 | 0.27056 | 545.031 | 132.817 | 0.27056 | 535.161 | 127.069 | 0 | 648.985 | 648.31 | 160492 | 48.0079 | 161005 | 146567 | 145862 | 145862 | 143820 | 143515 | 1490.57 | 0 | 0 | 426.947 | 0 | 143088 | 950 | 140633 | 139929.8281
2195 | 1987-04-02 10:00 | 813 | 826 | 129 | 17.8 | 5.7 | -9900 | 56.2105 | 140.973 | 32.1934 | 0 |  | 813 | 695.734 | 131.629 | 0.30937 | 638.889 | 123.188 | 0.30937 | 633.136 | 117.857 | 0 | 735.973 | 734.757 | 181881 | 51.9305 | 182525 | 162768 | 162260 | 162260 | 159981 | 159582 | 1462.2 | 0 | 0 | 484.29 | 0 | 159098 | 950 | 156333 | 155551.6719
2196 | 1987-04-02 11:00 | 854 | 731 | 213 | 17.8 | 6.7 | -9900 | 61.7308 | 168.207 | 25.2949 | 0 |  | 854 | 657.674 | 219.974 | 0.32497 | 616.332 | 205.833 | 0.32497 | 613.075 | 196.927 | 0 | 793.801 | 792.411 | 196173 | 52.9713 | 196889 | 175356 | 174868 | 174868 | 172419 | 171973 | 1480.3 | 0 | 0 | 564.135 | 0 | 171409 | 950 | 168377 | 167535.0156
2197 | 1987-04-02 12:00 | 706 | 442 | 322 | 18.3 | 5.2 | -9900 | 60.8686 | 199.587 | 25.3977 | 0 |  | 706 | 397.048 | 330.989 | 0.26865 | 386.93 | 309.573 | 0.26865 | 384.856 | 296.179 | 0 | 667.415 | 667.089 | 165144 | 50.0002 | 165730 | 150209 | 149907 | 149907 | 147808 | 147522 | 1556.38 | 0 | 0 | 461.202 | 0 | 147061 | 950 | 144580 | 143857.0938
2198 | 1987-04-02 13:00 | 673 | 454 | 306 | 17.8 | 5.2 | -9900 | 54.0876 | 224.628 | 32.3944 | 0 |  | 673 | 382.454 | 315.303 | 0.2561 | 381.905 | 294.795 | 0.2561 | 378.376 | 282.041 | 0 | 647.208 | 647.091 | 160201 | 48.5499 | 160742 | 146776 | 146374 | 146374 | 144324 | 144060 | 1574.7 | 0 | 0 | 450.601 | 0 | 143610 | 950 | 141203 | 140497.3281
2199 | 1987-04-02 14:00 | 299 | 69 | 251 | 16.7 | 6.7 | -9900 | 43.972 | 241.555 | 43.0521 | 0 |  | 299 | 50.4807 | 254.379 | 0.11378 | 37.0722 | 237.881 | 0.11378 | 36.3606 | 227.59 | 0 | 258.671 | 258.599 | 64020.5 | 28.178 | 62998.4 | 62217.2 | 62042.8 | 62042.8 | 61174.2 | 61125 | 1556.59 | 0 | 0 | 81.5486 | 0 | 61043.5 | 949.999 | 59776.4 | 59477.5156
2200 | 1987-04-02 15:00 | 217 | 10 | 211 | 16.7 | 6.2 | -9900 | 32.3154 | 253.517 | 55.2484 | 0 |  | 217 | 6.3916 | 210.87 | 0.082575 | 4.2564 | 197.16 | 0.082575 | 4.085 | 188.631 | 0 | 188.861 | 188.783 | 46736.2 | 25.272 | 45470.5 | 45410.5 | 45284.1 | 45284.1 | 44650.2 | 44624.9 | 1575.04 | 0 | 0 | 43.8391 | 0 | 44581.1 | 950 | 43581.9 | 43364.0273
2201 | 1987-04-02 16:00 | 99 | 10 | 95 | 16.1 | 4.1 | -9900 | 19.9765 | 262.945 | 68.0843 | 0 |  | 99 | 4.3652 | 94.5294 | 0.037672 | 3.131 | 88.3911 | 0.037672 | 2.8518 | 84.567 | 0 | 85.6704 | 85.6351 | 21200.3 | 20.3783 | 19772.8 | 20114.8 | 20046.5 | 20046.5 | 19765.8 | 19760.7 | 1549.21 | 0 | 0 | 8.4068 | 0 | 19752.3 | 950 | 19033.3 | 18938.1035
2202 | 1987-04-02 17:00 | 28 | 0 | 28 | 15.6 | 1.5 | -9900 | 7.391 | 271.26 | 81.1489 | 0 |  | 28 | 0 | 27.7017 | 0.010655 | 0 | 25.9116 | 0.010655 | 0 | 24.7905 | 0 | 24.2947 | 24.2883 | 6012.89 | 16.9658 | 4871.41 | 5011.46 | 4981.21 | 4981.21 | 4911.47 | 4911.15 | 1548.48 | 0 | 0 | 0.52354 | 0 | 4910.63 | 950 | 4675.56 | 4652.186
2203 | 1987-04-02 18:00 | 1 | 0 | 1 | 15.6 | 3.6 | -9900 | -5.1562 | 279.396 | 90 | 0 |  | 1 | 0 | 1.084 | 0.00038053 | 0 | 1.0138 | 0 | 0 | 0.96992 | 0 | 0.95052 | 0.95013 | 235.216 | 15.6486 | 18.4871 | 18.3836 | 17.2046 | 17.2046 | 16.9637 | 16.9637 | 1344.68 | 0 | 0 | 4.929e-06 | 0 | 16.9637 | 950 | 16.0873 | 16.0069
2204 | 1987-04-02 19:00 | 0 | 0 | 0 | 15 | 3.6 | -9900
2205 | 1987-04-02 20:00 | 0 | 0 | 0 | 15 | 1.5 | -9900
2206 | 1987-04-02 21:00 | 0 | 0 | 0 | 15 | 4.6 | -9900
2207 | 1987-04-02 22:00 | 0 | 0 | 0 | 14.4 | 3.6 | -9900
2208 | 1987-04-02 23:00 | 0 | 0 | 0 | 14.4 | 2.6 | -9900
2209 | 1987-04-03 | 0 | 0 | 0 | 13.9 | 2.1 | -9900
2210 | 1987-04-03 01:00 | 0 | 0 | 0 | 13.3 | 1.5 | -9900
2211 | 1987-04-03 02:00 | 0 | 0 | 0 | 13.3 | 4.1 | -9900
2212 | 1987-04-03 03:00 | 0 | 0 | 0 | 13.3 | 6.2 | -9900
2213 | 1987-04-03 04:00 | 0 | 0 | 0 | 13.3 | 6.2 | -9900
2214 | 1987-04-03 05:00 | 5 | 0 | 5 | 13.3 | 5.7 | -9900 | -1.7919 | 82.6098 | 89.8735 | 0 |  | 5 | 0 | 5.0699 | 0.0019027 | 0 | 4.7416 | 0 | 0 | 4.5364 | 0 | 4.4457 | 4.4447 | 1100.35 | 13.5065 | 398.363 | 395.983 | 392.711 | 392.711 | 387.213 | 387.211 | 1418.38 | 0 | 0 | 0.0028294 | 0 | 387.208 | 950 | 367.317 | 365.48
2215 | 1987-04-03 06:00 | 59 | 15 | 57 | 13.9 | 6.2 | -9900 | 10.8053 | 90.6833 | 80.7321 | 0 |  | 59 | 1.7159 | 56.2512 | 0.022451 | 1.6337 | 52.6285 | 0.022451 | 1.2036 | 50.3513 | 0 | 50.5238 | 50.4956 | 12500.7 | 16.1928 | 11160.3 | 11529.1 | 11479.1 | 11479.1 | 11318.4 | 11316.8 | 1567.87 | 0 | 0 | 2.8179 | 0 | 11313.9 | 950 | 10828.6 | 10774.4512
2216 | 1987-04-03 07:00 | 314 | 429 | 145 | 14.4 | 8.2 | -9900 | 23.3781 | 99.1483 | 67.6477 | 0 |  | 314 | 161.76 | 143.978 | 0.11949 | 156.771 | 134.898 | 0.11949 | 143.962 | 129.06 | 0 | 267.561 | 267.227 | 66150.5 | 25.4784 | 65166.2 | 64979.2 | 64584.1 | 64584.1 | 63679.7 | 63622.5 | 1532.11 | 0 | 0 | 85.7039 | 0 | 63536.8 | 950 | 62245.2 | 61933.9961
2217 | 1987-04-03 08:00 | 479 | 463 | 210 | 14.4 | 7.7 | -9900 | 35.6228 | 109.022 | 54.7833 | 0 |  | 479 | 265.973 | 210.691 | 0.18227 | 257.159 | 197.317 | 0.18227 | 247.719 | 188.777 | 0 | 427.767 | 427.307 | 105779 | 32.5225 | 105468 | 102417 | 101833 | 101833 | 100407 | 100268 | 1531.3 | 0 | 0 | 212.435 | 0 | 100056 | 949.999 | 98410.9 | 97918.8125
2218 | 1987-04-03 09:00 | 656 | 550 | 255 | 16.1 | 7.7 | -9900 | 47.035 | 121.944 | 42.5464 | 0 |  | 656 | 403.189 | 257.88 | 0.24963 | 382.18 | 241.437 | 0.24963 | 375.382 | 230.988 | 0 | 594.243 | 593.492 | 146923 | 41.2705 | 147271 | 138067 | 137554 | 137554 | 135628 | 135366 | 1505.72 | 0 | 0 | 386.211 | 0 | 134980 | 950 | 132697 | 132033.6406
2219 | 1987-04-03 10:00 | 689 | 396 | 360 | 16.7 | 7.7 | -9900 | 56.5744 | 140.716 | 31.8482 | 0 |  | 689 | 334.491 | 364.019 | 0.26219 | 307.23 | 340.656 | 0.26219 | 304.531 | 325.915 | 0 | 617.837 | 617.223 | 152793 | 42.877 | 153210 | 142683 | 142259 | 142259 | 140267 | 139988 | 1509.16 | 0 | 0 | 403.438 | 0 | 139584 | 950 | 137222 | 136535.5312
2220 | 1987-04-03 11:00 | 910 | 485 | 482 | 15.6 | 7.7 | -9900 | 62.1214 | 168.221 | 24.9074 | 0 |  | 910 | 438.928 | 489.428 | 0.34628 | 411.331 | 457.896 | 0.34628 | 409.228 | 438.083 | 0 | 830.365 | 829.454 | 205344 | 50.7779 | 206094 | 185800 | 185329 | 185329 | 182734 | 182261 | 1506.9 | 1160.63 | 0 | 664.717 | 0 | 181596 | 950 | 177167 | 176280.8281
2221 | 1987-04-03 12:00 | 529 | 178 | 373 | 16.7 | 5.7 | -9900 | 61.2153 | 199.959 | 25.0516 | 0 |  | 529 | 161.22 | 377.894 | 0.2013 | 157.111 | 353.435 | 0.2013 | 156.293 | 338.143 | 0 | 484.547 | 484.15 | 119855 | 39.1894 | 119786 | 113473 | 113225 | 113225 | 111640 | 111480 | 1565.93 | 0 | 0 | 267.453 | 0 | 111212 | 949.999 | 109406 | 108858.9766
2222 | 1987-04-03 13:00 | 540 | 258 | 331 | 17.2 | 6.2 | -9900 | 54.3518 | 225.12 | 32.1439 | 0 |  | 540 | 217.676 | 338.283 | 0.20549 | 217.364 | 316.295 | 0.20549 | 215.39 | 302.612 | 0 | 507.642 | 507.522 | 125645 | 40.2448 | 125674 | 118623 | 118317 | 118317 | 116660 | 116488 | 1573.54 | 0 | 0 | 294.16 | 0 | 116194 | 950 | 114296 | 113724.6406
2223 | 1987-04-03 14:00 | 569 | 429 | 271 | 15.6 | 5.2 | -9900 | 44.1735 | 242.021 | 42.8714 | 0 |  | 569 | 313.18 | 279.499 | 0.21652 | 229.368 | 261.225 | 0.21652 | 225.008 | 249.924 | 0 | 465.434 | 465.238 | 115185 | 37.7082 | 115034 | 108870 | 108387 | 108387 | 106796 | 106563 | 1396.01 | 0 | 0 | 112.977 | 0 | 106450 | 950 | 104653 | 104129.3984
2224 | 1987-04-03 15:00 | 128 | 3 | 127 | 16.1 | 8.2 | -9900 | 32.4803 | 253.936 | 55.1062 | 0 |  | 128 | 1.0642 | 126.25 | 0.048708 | 0.71348 | 118.064 | 0.048708 | 0.68502 | 112.956 | 0 | 111.368 | 111.33 | 27561.3 | 20.7154 | 26134.4 | 26550.8 | 26463.9 | 26463.9 | 26093.4 | 26084.6 | 1560.46 | 0 | 0 | 14.7562 | 0 | 26069.9 | 950 | 25248.3 | 25122.0566
2225 | 1987-04-03 16:00 | 228 | 255 | 141 | 16.1 | 6.2 | -9900 | 20.1238 | 263.33 | 67.9601 | 0 |  | 228 | 94.7845 | 144.706 | 0.086761 | 68.2899 | 135.146 | 0.086761 | 62.259 | 129.301 | 0 | 187.728 | 187.547 | 46433.1 | 24.6159 | 45181 | 45164.5 | 44930.2 | 44930.2 | 44294 | 44257.2 | 1386.66 | 0 | 0 | 30.7615 | 0 | 44226.4 | 949.762 | 43205.3 | 42989.3086
2226 | 1987-04-03 17:00 | 30 | 5 | 30 | 15 | 6.7 | -9900 | 7.5344 | 271.626 | 81.029 | 0 |  | 30 | 0 | 29.7119 | 0.011416 | 0 | 27.7895 | 0.011416 | 0 | 26.5872 | 0 | 26.0554 | 26.0373 | 6445.84 | 16.1557 | 5284.51 | 5453.37 | 5422.48 | 5422.48 | 5346.56 | 5346.19 | 1551.81 | 0 | 0 | 0.62228 | 0 | 5345.57 | 950 | 5091.43 | 5065.9741
2227 | 1987-04-03 18:00 | 0 | 0 | 0 | 15 | 4.1 | -9900
2228 | 1987-04-03 19:00 | 0 | 0 | 0 | 11.7 | 5.2 | -9900
2229 | 1987-04-03 20:00 | 0 | 0 | 0 | 11.7 | 4.6 | -9900
2230 | 1987-04-03 21:00 | 0 | 0 | 0 | 12.2 | 4.6 | -9900
2231 | 1987-04-03 22:00 | 0 | 0 | 0 | 11.7 | 4.6 | -9900
2232 | 1987-04-03 23:00 | 0 | 0 | 0 | 11.7 | 3.1 | -9900
2233 | 1987-04-04 | 0 | 0 | 0 | 11.7 | 3.1 | -9900
2234 | 1987-04-04 01:00 | 0 | 0 | 0 | 11.1 | 1.5 | -9900
2235 | 1987-04-04 02:00 | 0 | 0 | 0 | 11.7 | 2.1 | -9900
2236 | 1987-04-04 03:00 | 0 | 0 | 0 | 11.7 | 0 | -9900
2237 | 1987-04-04 04:00 | 0 | 0 | 0 | 10.6 | 3.1 | -9900
2238 | 1987-04-04 05:00 | 10 | 8 | 9 | 10.6 | 2.6 | -9900 | -1.5219 | 82.3291 | 89.8383 | 0 |  | 10 | 0.032426 | 8.0997 | 0.0038053 | 0 | 7.5758 | 0 | 0 | 7.2481 | 0 | 7.1031 | 7.1 | 1757.69 | 10.9798 | 932.692 | 949.298 | 939.997 | 939.997 | 926.837 | 926.824 | 1457.65 | 0 | 0 | 0.017019 | 0 | 926.807 | 950 | 879.585 | 875.1874
2239 | 1987-04-04 06:00 | 103 | 176 | 70 | 11.7 | 3.6 | -9900 | 11.0715 | 90.3939 | 80.4846 | 0 |  | 103 | 28.372 | 68.1369 | 0.039195 | 27.0631 | 63.8737 | 0.039195 | 20.1582 | 61.1088 | 0 | 79.6417 | 79.5638 | 19695.1 | 15.7664 | 18281.1 | 18904.9 | 18788.1 | 18788.1 | 18525 | 18519.8 | 1504.35 | 0 | 0 | 7.3182 | 0 | 18512.5 | 950 | 17829.4 | 17740.2363
2240 | 1987-04-04 07:00 | 336 | 622 | 88 | 13.3 | 3.6 | -9900 | 23.6497 | 98.844 | 67.3969 | 0 |  | 336 | 237.302 | 87.8712 | 0.12786 | 230.58 | 82.3729 | 0.12786 | 212.057 | 78.8073 | 0 | 285.047 | 284.813 | 70502.4 | 27.8564 | 69593.4 | 68731.2 | 68307.7 | 68307.7 | 67351.4 | 67284.4 | 1524.63 | 0 | 0 | 93.553 | 0 | 67190.8 | 949.999 | 65867.4 | 65538.0781
2241 | 1987-04-04 08:00 | 484 | 555 | 160 | 14.4 | 2.6 | -9900 | 35.9107 | 108.699 | 54.5183 | 0 |  | 484 | 320.209 | 161.383 | 0.18418 | 309.733 | 151.169 | 0.18418 | 298.537 | 144.626 | 0 | 434.3 | 433.733 | 107370 | 37.5995 | 107090 | 101910 | 101294 | 101294 | 99875.5 | 99739.8 | 1541.64 | 0 | 0 | 211.706 | 0 | 99528.1 | 950 | 97891.7 | 97402.2344
2242 | 1987-04-04 09:00 | 608 | 536 | 216 | 15 | 3.1 | -9900 | 47.3533 | 121.614 | 42.252 | 0 |  | 608 | 393.96 | 218.764 | 0.23136 | 373.691 | 204.819 | 0.23136 | 367.16 | 195.956 | 0 | 551.854 | 551.416 | 136508 | 43.8307 | 136709 | 126767 | 126243 | 126243 | 124475 | 124258 | 1516.19 | 0 | 0 | 328.067 | 0 | 123930 | 950 | 121859 | 121250.125
2243 | 1987-04-04 10:00 | 741 | 562 | 272 | 16.1 | 4.1 | -9900 | 56.936 | 140.454 | 31.5056 | 0 |  | 741 | 476.612 | 277.069 | 0.28197 | 438.195 | 259.323 | 0.28197 | 434.439 | 248.101 | 0 | 668.889 | 668.172 | 165403 | 49.4813 | 165949 | 150034 | 149548 | 149548 | 147454 | 147135 | 1494.5 | 0 | 0 | 437.557 | 0 | 146697 | 950 | 144194 | 143472.5781
2244 | 1987-04-04 11:00 | 855 | 749 | 193 | 16.1 | 6.2 | -9900 | 62.5104 | 168.233 | 24.5216 | 0 |  | 855 | 678.587 | 199.561 | 0.32535 | 636.861 | 186.732 | 0.32535 | 633.714 | 178.652 | 0 | 796.119 | 795.274 | 196886 | 52.2106 | 197604 | 176489 | 175794 | 175794 | 173333 | 172877 | 1471.83 | 0 | 0 | 564.812 | 0 | 172312 | 950 | 169259 | 168412.7344
2245 | 1987-04-04 12:00 | 887 | 822 | 167 | 16.1 | 5.7 | -9900 | 61.5596 | 200.337 | 24.708 | 0 |  | 887 | 743.72 | 173.028 | 0.33753 | 725.816 | 161.832 | 0.33753 | 722.15 | 154.83 | 0 | 859.44 | 859.019 | 212656 | 56.0026 | 213450 | 188329 | 187788 | 187788 | 185158 | 184685 | 1541.05 | 67.3479 | 0 | 694.544 | 0 | 183990 | 950 | 180607 | 179704.4375
2246 | 1987-04-04 13:00 | 846 | 858 | 148 | 16.1 | 6.2 | -9900 | 54.6132 | 225.615 | 31.8967 | 0 |  | 846 | 726.564 | 154.202 | 0.32193 | 725.521 | 144.164 | 0.32193 | 719.049 | 137.928 | 0 | 839.837 | 839.655 | 207871 | 54.2258 | 208728 | 186139 | 185603 | 185603 | 183005 | 182575 | 1574.99 | 0 | 0 | 719.199 | 0 | 181855 | 950 | 178593 | 177699.7656
2247 | 1987-04-04 14:00 | 696 | 805 | 135 | 16.7 | 6.2 | -9900 | 44.3725 | 242.487 | 42.6934 | 0 |  | 696 | 589.166 | 141.061 | 0.26485 | 429.456 | 131.825 | 0.26485 | 421.371 | 126.123 | 0 | 536.543 | 536.865 | 132924 | 41.0771 | 133029 | 122543 | 121950 | 121950 | 116253 | 115958 | 1439.66 | 0 | 0 | 215.558 | 0 | 115743 | 940.831 | 113692 | 113123.6953
2248 | 1987-04-04 15:00 | 505 | 732 | 112 | 16.7 | 5.2 | -9900 | 32.6434 | 254.355 | 54.9658 | 0 |  | 505 | 417.839 | 117.807 | 0.19217 | 281.38 | 110.023 | 0.19217 | 270.253 | 105.264 | 0 | 368.007 | 367.427 | 90975.4 | 34.1602 | 90496.9 | 85999.6 | 84992.4 | 84992.4 | 83116.1 | 83000.4 | 1517.21 | 0 | 0 | 122.924 | 0 | 82877.4 | 950 | 81400.4 | 80993.4062
2249 | 1987-04-04 16:00 | 276 | 568 | 80 | 16.1 | 5.2 | -9900 | 20.2699 | 263.713 | 67.8371 | 0 |  | 276 | 213.185 | 84.3988 | 0.10503 | 154.226 | 78.7623 | 0.10503 | 140.732 | 75.3561 | 0 | 211.766 | 211.535 | 52374.8 | 26.1522 | 51257.6 | 50715.6 | 50232.5 | 50232.5 | 48428.3 | 48377.1 | 1376.8 | 0 | 0 | -137.595 | 0 | 48514.7 | 941.975 | 47441.8 | 47204.6367
2250 | 1987-04-04 17:00 | 71 | 227 | 41 | 15 | 5.2 | -9900 | 7.6772 | 271.991 | 80.9096 | 0 |  | 71 | 35.4375 | 43.4024 | 0.027018 | 14.232 | 40.4276 | 0.027018 | 9.9489 | 38.68 | 0 | 47.6563 | 47.6888 | 11804.3 | 17.2662 | 10495 | 10789 | 10701.2 | 10701.2 | 10551.4 | 10548.6 | 1182.77 | 0 | 0 | 1.2738 | 0 | 10547.3 | 950 | 10086.2 | 10035.7656
2251 | 1987-04-04 18:00 | 2 | 1 | 1 | 14.4 | 2.6 | -9900 | -4.8544 | 280.117 | 89.9961 | 0 |  | 2 | 0.00077356 | 0.61555 | 0.00076106 | 0 | 0.57569 | 0 | 0 | 0.55078 | 0 | 0.53976 | 0.53951 | 133.564 | 14.4289 | 5.9709 | 5.9331 | 0.17555 | 0.17555 | 0.16785 | 0.16785 | 229.692 | 0 | 0 | 0 | 0.16785 | 0 | 790 | 0 | 0
2252 | 1987-04-04 19:00 | 0 | 0 | 0 | 13.9 | 2.1 | -9900
2253 | 1987-04-04 20:00 | 0 | 0 | 0 | 13.9 | 1.5 | -9900
2254 | 1987-04-04 21:00 | 0 | 0 | 0 | 13.9 | 1.5 | -9900
2255 | 1987-04-04 22:00 | 0 | 0 | 0 | 13.9 | 2.1 | -9900
2256 | 1987-04-04 23:00 | 0 | 0 | 0 | 13.3 | 2.6 | -9900
2257 | 1987-04-05 | 0 | 0 | 0 | 12.8 | 2.6 | -9900
2258 | 1987-04-05 01:00 | 0 | 0 | 0 | 12.2 | 3.1 | -9900
2259 | 1987-04-05 02:00 | 0 | 0 | 0 | 11.7 | 1.5 | -9900
2260 | 1987-04-05 03:00 | 0 | 0 | 0 | 11.7 | 2.1 | -9900
2261 | 1987-04-05 04:00 | 0 | 0 | 0 | 11.7 | 0 | -9900
2262 | 1987-04-05 05:00 | 15 | 33 | 12 | 11.1 | 2.6 | -9900 | -1.2533 | 82.0494 | 89.8034 | 0 |  | 15 | 0.11833 | 10.1515 | 0.0057079 | 0 | 9.4958 | 0 | 0 | 9.085 | 0 | 8.9033 | 8.9014 | 2203.64 | 11.5761 | 1325.42 | 1363.08 | 1353.32 | 1353.32 | 1334.37 | 1334.35 | 1482.05 | 0 | 0 | 0.036541 | 0 | 1334.31 | 950 | 1266.75 | 1260.4133
2263 | 1987-04-05 06:00 | 131 | 442 | 45 | 12.8 | 2.1 | -9900 | 11.3359 | 90.105 | 80.2387 | 0 |  | 131 | 74.0848 | 43.5794 | 0.049849 | 70.6808 | 40.919 | 0.049849 | 53.1897 | 39.1471 | 0 | 90.49 | 90.4701 | 22392.7 | 17.7504 | 20987.7 | 21518.9 | 21273.5 | 21273.5 | 20975.7 | 20968.1 | 1482.18 | 0 | 0 | 9.3426 | 0 | 20958.7 | 950 | 20242.6 | 20141.4297
2264 | 1987-04-05 07:00 | 352 | 695 | 72 | 13.9 | 2.6 | -9900 | 23.9191 | 98.5396 | 67.1482 | 0 |  | 352 | 267.841 | 72.2404 | 0.13395 | 259.852 | 67.711 | 0.13395 | 239.316 | 64.7801 | 0 | 298.015 | 297.76 | 73706.6 | 29.8265 | 72852.6 | 71399.6 | 71024.6 | 71024.6 | 70030.2 | 69957 | 1514.49 | 0 | 0 | 100.231 | 0 | 69856.8 | 949.999 | 68514.2 | 68171.5938
2265 | 1987-04-05 08:00 | 573 | 792 | 108 | 15.6 | 2.1 | -9900 | 36.1961 | 108.375 | 54.2558 | 0 |  | 573 | 459.354 | 109.456 | 0.21804 | 444.522 | 102.53 | 0.21804 | 428.697 | 98.0926 | 0 | 516.253 | 515.644 | 127644 | 43.8153 | 127711 | 118472 | 117672 | 117672 | 116023 | 115840 | 1540.63 | 0 | 0 | 285.182 | 0 | 115555 | 950 | 113649 | 113080.9375
2266 | 1987-04-05 09:00 | 737 | 733 | 197 | 17.2 | 4.1 | -9900 | 47.669 | 121.282 | 41.9605 | 0 |  | 737 | 542.456 | 200.27 | 0.28045 | 515.147 | 187.527 | 0.28045 | 506.302 | 179.411 | 0 | 671.999 | 671.431 | 166215 | 50.7441 | 166784 | 150168 | 149593 | 149593 | 147497 | 147188 | 1507.6 | 0 | 0 | 454.426 | 0 | 146734 | 950 | 144211 | 143489.9844
2267 | 1987-04-05 10:00 | 775 | 658 | 223 | 17.8 | 4.1 | -9900 | 57.2953 | 140.187 | 31.1657 | 0 |  | 775 | 560.707 | 228.279 | 0.29491 | 516.273 | 213.68 | 0.29491 | 511.954 | 204.433 | 0 | 702.06 | 701.317 | 173611 | 52.8372 | 174219 | 155085 | 154415 | 154415 | 152253 | 151908 | 1489.3 | 0 | 0 | 462.256 | 0 | 151445 | 950 | 148841 | 148097
2268 | 1987-04-05 11:00 | 779 | 633 | 218 | 17.2 | 4.1 | -9900 | 62.8976 | 168.245 | 24.1377 | 0 |  | 779 | 574.793 | 224.886 | 0.29643 | 541.049 | 210.425 | 0.29643 | 538.463 | 201.32 | 0 | 724.987 | 724.105 | 179263 | 53.3756 | 179935 | 160096 | 159448 | 159448 | 157216 | 156852 | 1491.87 | 0 | 0 | 475.013 | 0 | 156377 | 950 | 153686 | 152917.8125
2269 | 1987-04-05 12:00 | 896 | 854 | 145 | 17.2 | 4.1 | -9900 | 61.9015 | 200.72 | 24.367 | 0 |  | 896 | 775.358 | 148.726 | 0.34096 | 756.69 | 139.1 | 0.34096 | 752.981 | 133.082 | 0 | 868.341 | 867.63 | 214783 | 60.5461 | 215571 | 186389 | 185857 | 185857 | 183254 | 182797 | 1548.51 | 0 | 0 | 686.116 | 0 | 182111 | 950 | 178841 | 177946.7031
2270 | 1987-04-05 13:00 | 853 | 867 | 146 | 17.2 | 4.1 | -9900 | 54.8717 | 226.115 | 31.6527 | 0 |  | 853 | 735.519 | 152.119 | 0.32459 | 734.463 | 142.216 | 0.32459 | 728.025 | 136.063 | 0 | 846.806 | 846.736 | 209626 | 59.5022 | 210483 | 183477 | 182975 | 182975 | 180412 | 179997 | 1584.85 | 0 | 0 | 695.027 | 0 | 179302 | 950 | 176098 | 175217.9531
2271 | 1987-04-05 14:00 | 708 | 833 | 125 | 17.2 | 5.7 | -9900 | 44.5692 | 242.954 | 42.518 | 0 |  | 708 | 611.848 | 130.81 | 0.26942 | 444.766 | 122.242 | 0.26942 | 436.472 | 116.954 | 0 | 542.357 | 542.391 | 134295 | 42.3948 | 134416 | 122940 | 122368 | 122368 | 116353 | 116063 | 1439.26 | 0 | 0 | 222.588 | 0 | 115840 | 939.218 | 113790 | 113220.7578
2272 | 1987-04-05 15:00 | 486 | 571 | 177 | 17.8 | 5.7 | -9900 | 32.8049 | 254.773 | 54.8272 | 0 |  | 486 | 328.217 | 183.206 | 0.18494 | 222.011 | 171.15 | 0.18494 | 213.307 | 163.747 | 0 | 369.513 | 369.455 | 91477 | 34.9617 | 90957.8 | 86713.4 | 85905.9 | 85905.9 | 84244.3 | 84132.6 | 1516.28 | 0 | 0 | 80.1486 | 0 | 84052.5 | 950 | 82584.9 | 82172.0078
2273 | 1987-04-05 16:00 | 272 | 438 | 119 | 16.7 | 4.6 | -9900 | 20.415 | 264.096 | 67.7151 | 0 |  | 272 | 166.144 | 123.453 | 0.1035 | 120.643 | 115.257 | 0.1035 | 110.183 | 110.272 | 0 | 216.046 | 216.06 | 53492.6 | 27.2514 | 52355.1 | 51698.1 | 51326.3 | 51326.3 | 50366.8 | 50312.5 | 1364.12 | 0 | 0 | 1.7038 | 0 | 50310.8 | 946.894 | 49199.8 | 48953.8398
2274 | 1987-04-05 17:00 | 76 | 236 | 44 | 15.6 | 4.1 | -9900 | 7.8195 | 272.354 | 80.7907 | 0 |  | 76 | 37.5975 | 46.4525 | 0.02892 | 14.8596 | 43.2734 | 0.02892 | 10.4377 | 41.4027 | 0 | 50.8037 | 50.8756 | 12592.7 | 18.1417 | 11268.4 | 11546.4 | 11440.9 | 11440.9 | 11280.7 | 11277.5 | 1170.53 | 0 | 0 | 1.4524 | 0 | 11276.1 | 950 | 10789.1 | 10735.1768
2275 | 1987-04-05 18:00 | 2 | 4 | 1 | 15 | 3.1 | -9900 | -4.7036 | 280.474 | 89.9843 | 0 |  | 2 | 0.0031525 | 0.61546 | 0.00076106 | 0 | 0.5756 | 0 | 0 | 0.5507 | 0 | 0.53968 | 0.5395 | 133.561 | 15.0282 | 5.9716 | 5.936 | 0.15741 | 0.15389 | 0.14741 | 0.14741 | 223.694 | 0 | 0 | 0 | 0.14741 | 0 | 790 | 0 | 0
2276 | 1987-04-05 19:00 | 0 | 0 | 0 | 15 | 3.1 | -9900
2277 | 1987-04-05 20:00 | 0 | 0 | 0 | 14.4 | 1.5 | -9900
2278 | 1987-04-05 21:00 | 0 | 0 | 0 | 14.4 | 1.5 | -9900
2279 | 1987-04-05 22:00 | 0 | 0 | 0 | 14.4 | 2.1 | -9900
2280 | 1987-04-05 23:00 | 0 | 0 | 0 | 13.9 | 3.1 | -9900
2281 | 1987-04-06 | 0 | 0 | 0 | 13.3 | 2.1 | -9900
2282 | 1987-04-06 01:00 | 0 | 0 | 0 | 13.3 | 3.1 | -9900
2283 | 1987-04-06 02:00 | 0 | 0 | 0 | 12.8 | 2.1 | -9900
2284 | 1987-04-06 03:00 | 0 | 0 | 0 | 12.2 | 0 | -9900
2285 | 1987-04-06 04:00 | 0 | 0 | 0 | 11.1 | 2.1 | -9900
2286 | 1987-04-06 05:00 | 15 | 3 | 14 | 12.2 | 3.6 | -9900 | -0.98631 | 81.7708 | 89.7544 | 0 |  | 15 | 0.049261 | 13.6185 | 0.0057079 | 0 | 12.7373 | 0 | 0 | 12.1863 | 0 | 11.9425 | 11.9396 | 2955.8 | 12.8102 | 2005.77 | 2074.81 | 2063.22 | 2063.22 | 2034.34 | 2034.28 | 1508.39 | 0 | 0 | 0.086192 | 0 | 2034.2 | 950 | 1932.29 | 1922.6305
2287 | 1987-04-06 06:00 | 61 | 38 | 54 | 13.9 | 3.6 | -9900 | 11.5985 | 89.8165 | 79.9948 | 0 |  | 61 | 6.0414 | 54.6726 | 0.023212 | 5.7541 | 51.0998 | 0.023212 | 4.3703 | 48.8893 | 0 | 52.1944 | 52.1852 | 12918.7 | 16.5671 | 11570.8 | 11937.1 | 11880.8 | 11880.8 | 11714.5 | 11712.7 | 1539.46 | 0 | 0 | 2.9337 | 0 | 11709.7 | 950 | 11210.9 | 11154.875
2288 | 1987-04-06 07:00 | 247 | 271 | 137 | 13.9 | 3.1 | -9900 | 24.1862 | 98.2349 | 66.9017 | 0 |  | 247 | 105.192 | 135.833 | 0.093991 | 102.055 | 127.211 | 0.093991 | 94.123 | 121.706 | 0 | 211.512 | 211.332 | 52315.3 | 24.9495 | 51125.9 | 51090.5 | 50889.1 | 50889.1 | 50176.7 | 50142.4 | 1551.63 | 0 | 0 | 54.7744 | 0 | 50087.6 | 950 | 48972.1 | 48727.2695
2289 | 1987-04-06 08:00 | 590 | 878 | 71 | 15.6 | 3.1 | -9900 | 36.4789 | 108.05 | 53.996 | 0 |  | 590 | 512.473 | 72.2215 | 0.22451 | 496.033 | 67.6307 | 0.22451 | 478.637 | 64.7039 | 0 | 532.474 | 531.858 | 131657 | 43.4081 | 131793 | 122433 | 121560 | 121560 | 119857 | 119652 | 1512.98 | 0 | 0 | 295.258 | 0 | 119356 | 950 | 117378 | 116790.6562
2290 | 1987-04-06 09:00 | 764 | 921 | 82 | 17.8 | 1.5 | -9900 | 47.9819 | 120.946 | 41.672 | 0 |  | 764 | 684.797 | 83.7095 | 0.29073 | 650.927 | 78.3631 | 0.29073 | 639.944 | 74.972 | 0 | 700.617 | 699.925 | 173270 | 57.1589 | 173908 | 151995 | 151395 | 151395 | 149275 | 148953 | 1504.38 | 0 | 0 | 466.622 | 0 | 148486 | 950 | 145927 | 145197.0469
2291 | 1987-04-06 10:00 | 884 | 944 | 90 | 18.3 | 4.6 | -9900 | 57.652 | 139.916 | 30.8286 | 0 |  | 884 | 806.168 | 92.1137 | 0.33639 | 745.969 | 86.2056 | 0.33639 | 739.875 | 82.4754 | 0 | 805.903 | 805.105 | 199308 | 57.6176 | 199988 | 173743 | 172683 | 172683 | 170247 | 169801 | 1476.98 | 0 | 0 | 544.365 | 0 | 169257 | 950 | 166263 | 165431.2344
2292 | 1987-04-06 11:00 | 943 | 954 | 93 | 19.4 | 7.2 | -9900 | 63.2829 | 168.256 | 23.7558 | 0 |  | 943 | 870.502 | 95.483 | 0.35884 | 821.823 | 89.3317 | 0.35884 | 818.026 | 85.4664 | 0 | 885.423 | 884.151 | 218883 | 57.7605 | 219540 | 191183 | 189828 | 189828 | 187171 | 186636 | 1477.06 | 4699.11 | 0 | 647.56 | 0 | 185988 | 950 | 177913 | 177023.4375
2293 | 1987-04-06 12:00 | 941 | 961 | 93 | 18.9 | 6.2 | -9900 | 62.2409 | 201.11 | 24.0287 | 0 |  | 941 | 875.077 | 95.8866 | 0.35808 | 856.484 | 89.6803 | 0.35808 | 852.41 | 85.8002 | 0 | 919.446 | 918.699 | 227419 | 60.6149 | 228148 | 197250 | 196177 | 196177 | 193429 | 192917 | 1542.15 | 4175.41 | 0 | 756.94 | 0 | 192160 | 950 | 184472 | 183550.0781
2294 | 1987-04-06 13:00 | 860 | 943 | 88 | 18.9 | 6.2 | -9900 | 55.1273 | 226.617 | 31.412 | 0 |  | 860 | 802.695 | 91.2045 | 0.32726 | 801.542 | 85.273 | 0.32726 | 794.636 | 81.5839 | 0 | 858.696 | 858.665 | 212582 | 57.889 | 213436 | 187362 | 186839 | 186839 | 184223 | 183794 | 1592.77 | 0 | 0 | 729.232 | 0 | 183065 | 950 | 179774 | 178874.9531
2295 | 1987-04-06 14:00 | 722 | 914 | 79 | 18.3 | 6.7 | -9900 | 44.7634 | 243.422 | 42.3452 | 0 |  | 722 | 674.356 | 82.3258 | 0.27474 | 490.169 | 76.9451 | 0.27474 | 481.119 | 73.6164 | 0 | 543.641 | 543.5 | 134570 | 42.4233 | 134722 | 122792 | 122142 | 122142 | 114842 | 114540 | 1446.13 | 0 | 0 | 159.243 | 385.533 | 113995 | 935.894 | 112009 | 111448.7891
2296 | 1987-04-06 15:00 | 529 | 852 | 66 | 17.8 | 5.7 | -9900 | 32.9647 | 255.19 | 54.6904 | 0 |  | 529 | 491.332 | 69.1729 | 0.2013 | 333.819 | 64.6249 | 0.2013 | 320.843 | 61.8295 | 0 | 375.019 | 374.01 | 92612.1 | 35.1732 | 92230.7 | 86888 | 86067.6 | 86067.6 | 83614 | 83485.7 | 1508.91 | 0 | 0 | 138.248 | 0 | 83347.5 | 950 | 81865 | 81455.6719
2297 | 1987-04-06 16:00 | 306 | 736 | 48 | 17.8 | 3.6 | -9900 | 20.5591 | 264.477 | 67.5941 | 0 |  | 306 | 279.717 | 50.6757 | 0.11644 | 203.939 | 47.3116 | 0.11644 | 186.416 | 45.2654 | 0 | 227.048 | 227.073 | 56220.6 | 29.4054 | 55218.2 | 53742.2 | 53243.5 | 53243.5 | 49908.4 | 49852.1 | 1395.1 | 0 | 0 | -56.3933 | 131.285 | 49777.2 | 941.123 | 48719.9 | 48476.3164
2298 | 1987-04-06 17:00 | 90 | 445 | 28 | 17.8 | 3.6 | -9900 | 7.9613 | 272.715 | 80.6722 | 0 |  | 90 | 72.4681 | 30.1882 | 0.034248 | 28.1182 | 28.1043 | 0.034248 | 19.9371 | 26.8895 | 0 | 45.8901 | 46.0733 | 11401 | 20.1547 | 10149.3 | 10290.2 | 10152.6 | 10152.6 | 9793.94 | 9790.01 | 1032.76 | 0 | 0 | 0.57395 | 0 | 9789.44 | 923.069 | 9368.85 | 9322.001
2299 | 1987-04-06 18:00 | 7 | 17 | 3 | 17.2 | 3.1 | -9900 | -4.5528 | 280.829 | 89.9724 | 0 |  | 7 | 0.022112 | 2.0433 | 0.0026637 | 0 | 1.911 | 0 | 0 | 1.8283 | 0 | 1.7917 | 1.791 | 443.393 | 17.2936 | 65.4576 | 65.1556 | 65.048 | 65.048 | 64.1373 | 64.1372 | 1404.96 | 0 | 0 | 7.7166e-05 | 0 | 64.1372 | 950 | 60.8261 | 60.522
2300 | 1987-04-06 19:00 | 0 | 0 | 0 | 16.7 | 2.6 | -9900
2301 | 1987-04-06 20:00 | 0 | 0 | 0 | 17.2 | 2.1 | -9900
2302 | 1987-04-06 21:00 | 0 | 0 | 0 | 16.1 | 1.5 | -9900
2303 | 1987-04-06 22:00 | 0 | 0 | 0 | 15.6 | 3.1 | -9900
2304 | 1987-04-06 23:00 | 0 | 0 | 0 | 15 | 2.6 | -9900
2305 | 1987-04-07 | 0 | 0 | 0 | 15 | 2.6 | -9900
2306 | 1987-04-07 01:00 | 0 | 0 | 0 | 14.4 | 2.1 | -9900
2307 | 1987-04-07 02:00 | 0 | 0 | 0 | 13.9 | 2.1 | -9900
2308 | 1987-04-07 03:00 | 0 | 0 | 0 | 13.9 | 0 | -9900
2309 | 1987-04-07 04:00 | 0 | 0 | 0 | 13.3 | 0 | -9900
2310 | 1987-04-07 05:00 | 24 | 101 | 12 | 12.8 | 2.1 | -9900 | -0.72108 | 81.4933 | 89.7029 | 0 |  | 24 | 0.71517 | 11.4275 | 0.0091327 | 0 | 10.6886 | 0 | 0 | 10.2262 | 0 | 10.0216 | 10.0191 | 2480.35 | 13.3482 | 1573.62 | 1618.67 | 1608.86 | 1608.86 | 1586.34 | 1586.3 | 1510.28 | 0 | 0 | 0.052644 | 0 | 1586.25 | 950 | 1506.23 | 1498.7035
2311 | 1987-04-07 06:00 | 151 | 575 | 34 | 15 | 1.5 | -9900 | 11.8589 | 89.5287 | 79.7527 | 0 |  | 151 | 101.155 | 33.1231 | 0.05746 | 96.5162 | 31.0995 | 0.05746 | 73.9691 | 29.7529 | 0 | 101.648 | 101.558 | 25135.6 | 20.7109 | 23736.4 | 24056.9 | 23725 | 23725 | 23392.8 | 23382.8 | 1450.5 | 0 | 0 | 10.788 | 0 | 23372 | 950 | 22622.6 | 22509.4414
2312 | 1987-04-07 07:00 | 356 | 645 | 91 | 17.2 | 2.6 | -9900 | 24.451 | 97.9301 | 66.6576 | 0 |  | 356 | 253.343 | 90.8019 | 0.13547 | 245.844 | 85.1143 | 0.13547 | 227.045 | 81.43 | 0 | 302.306 | 301.917 | 74736.6 | 33.3489 | 73896.5 | 71476.4 | 71134.3 | 71134.3 | 70138.3 | 70065.6 | 1519.84 | 0 | 0 | 100.622 | 0 | 69965 | 949.999 | 68620 | 68276.875
2313 | 1987-04-07 08:00 | 580 | 822 | 90 | 20 | 3.1 | -9900 | 36.759 | 107.723 | 53.7389 | 0 |  | 580 | 483.628 | 91.3315 | 0.22071 | 468.321 | 85.5599 | 0.22071 | 452.139 | 81.8568 | 0 | 523.316 | 522.682 | 129387 | 47.3283 | 129484 | 118422 | 117556 | 117556 | 115910 | 115719 | 1514.2 | 0 | 0 | 277.89 | 0 | 115442 | 950 | 113537 | 112969.6172
2314 | 1987-04-07 09:00 | 719 | 779 | 139 | 21.1 | 3.1 | -9900 | 48.2918 | 120.607 | 41.3866 | 0 |  | 719 | 582.123 | 141.675 | 0.2736 | 553.714 | 132.655 | 0.2736 | 544.532 | 126.915 | 0 | 658.018 | 657.576 | 162786 | 55.4812 | 163326 | 144033 | 143506 | 143506 | 141497 | 141207 | 1502.93 | 0 | 0 | 420.806 | 0 | 140786 | 950 | 138382 | 137690.3906
2315 | 1987-04-07 10:00 | 869 | 900 | 108 | 21.1 | 3.6 | -9900 | 58.0062 | 139.639 | 30.4946 | 0 |  | 869 | 772.324 | 110.293 | 0.33068 | 714.992 | 103.218 | 0.33068 | 709.293 | 98.7512 | 0 | 791.883 | 790.742 | 195751 | 61.5138 | 196435 | 167753 | 166774 | 166774 | 164433 | 164017 | 1470.36 | 0 | 0 | 520.332 | 0 | 163496 | 950 | 160635 | 159831.3594
2316 | 1987-04-07 11:00 | 624 | 438 | 232 | 21.1 | 4.1 | -9900 | 63.6663 | 168.266 | 23.376 | 0 |  | 624 | 401.275 | 238.114 | 0.23745 | 378.831 | 222.787 | 0.23745 | 377.14 | 213.147 | 0 | 578.481 | 577.908 | 143067 | 49.9718 | 143367 | 129667 | 128951 | 128951 | 127145 | 126911 | 1501.51 | 0 | 0 | 318.477 | 0 | 126593 | 950 | 124490 | 123867.3984
2317 | 1987-04-07 12:00 | 861 | 822 | 133 | 21.7 | 4.1 | -9900 | 62.5777 | 201.505 | 23.6931 | 0 |  | 861 | 750.882 | 136.51 | 0.32764 | 735.989 | 127.674 | 0.32764 | 732.593 | 122.15 | 0 | 837.648 | 837.381 | 207295 | 63.5348 | 208110 | 177687 | 176528 | 176528 | 174057 | 173645 | 1549.21 | 0 | 0 | 616.034 | 0 | 173029 | 950 | 169970 | 169120.5
2318 | 1987-04-07 13:00 | 850 | 920 | 94 | 21.1 | 6.2 | -9900 | 55.38 | 227.123 | 31.1747 | 0 |  | 850 | 785.626 | 97.3267 | 0.32345 | 784.497 | 90.9967 | 0.32345 | 777.854 | 87.06 | 0 | 847.616 | 847.523 | 209822 | 59.583 | 210679 | 183590 | 183061 | 183061 | 180498 | 180074 | 1575.52 | 0 | 0 | 690.446 | 0 | 179384 | 950 | 176180 | 175299.4375
2319 | 1987-04-07 14:00 | 720 | 916 | 75 | 22.2 | 6.7 | -9900 | 44.9552 | 243.89 | 42.1751 | 0 |  | 720 | 675.996 | 78.1756 | 0.27398 | 492.974 | 73.0658 | 0.27398 | 483.965 | 69.905 | 0 | 542.793 | 543.373 | 134535 | 46.3177 | 134690 | 120804 | 119801 | 119801 | 111907 | 111617 | 1444.6 | 0 | 0 | 11.2649 | 897.603 | 110708 | 937.905 | 108768 | 108224.625
2320 | 1987-04-07 15:00 | 523 | 846 | 62 | 21.1 | 6.2 | -9900 | 33.1228 | 255.606 | 54.5553 | 0 |  | 523 | 488.755 | 65.0044 | 0.19902 | 334.271 | 60.7301 | 0.19902 | 321.391 | 58.1032 | 0 | 371.904 | 371.998 | 92115.3 | 37.9911 | 91733 | 85490.9 | 84823.6 | 84823.6 | 82158.7 | 82035.1 | 1519.3 | 0 | 0 | 125.46 | 0 | 81909.7 | 950 | 80456.9 | 80054.5859
2321 | 1987-04-07 16:00 | 310 | 751 | 45 | 21.1 | 5.2 | -9900 | 20.7022 | 264.857 | 67.4742 | 0 |  | 310 | 286.854 | 47.5271 | 0.11796 | 209.765 | 44.3717 | 0.11796 | 191.899 | 42.4527 | 0 | 229.665 | 229.528 | 56828.7 | 32.0072 | 55841.2 | 53836.7 | 53326.8 | 53326.8 | 49788.2 | 49731.3 | 1395.59 | 0 | 0 | -45.9394 | 178.982 | 49598.2 | 940.317 | 48545.2 | 48302.4609
2322 | 1987-04-07 17:00 | 93 | 470 | 27 | 20 | 3.1 | -9900 | 8.1026 | 273.074 | 80.5541 | 0 |  | 93 | 76.7572 | 29.1326 | 0.035389 | 29.4497 | 27.1187 | 0.035389 | 21.0866 | 25.9466 | 0 | 46.0926 | 46.2312 | 11439.9 | 22.4172 | 10194.2 | 10243.7 | 10099.1 | 10099.1 | 9664.76 | 9660.82 | 1029.26 | 0 | 0 | 0.57972 | 0 | 9660.24 | 920.887 | 9246.07 | 9199.8369
2323 | 1987-04-07 18:00 | 7 | 24 | 3 | 18.3 | 2.6 | -9900 | -4.4021 | 281.182 | 89.9606 | 0 |  | 7 | 0.031599 | 2.0427 | 0.0026637 | 0 | 1.9104 | 0 | 0 | 1.8277 | 0 | 1.7912 | 1.7906 | 443.282 | 18.3958 | 65.4367 | 65.1779 | 65.0745 | 65.0745 | 64.1635 | 64.1634 | 1415.22 | 0 | 0 | 7.7358e-05 | 0 | 64.1633 | 950 | 60.8509 | 60.5467
2324 | 1987-04-07 19:00 | 0 | 0 | 0 | 18.3 | 2.6 | -9900
2325 | 1987-04-07 20:00 | 0 | 0 | 0 | 18.3 | 2.6 | -9900
2326 | 1987-04-07 21:00 | 0 | 0 | 0 | 17.8 | 2.1 | -9900
2327 | 1987-04-07 22:00 | 0 | 0 | 0 | 17.2 | 2.6 | -9900
2328 | 1987-04-07 23:00 | 0 | 0 | 0 | 16.1 | 2.1 | -9900
2329 | 1987-04-08 | 0 | 0 | 0 | 15.6 | 0 | -9900
2330 | 1987-04-08 01:00 | 0 | 0 | 0 | 16.1 | 0 | -9900
2331 | 1987-04-08 02:00 | 0 | 0 | 0 | 14.4 | 1.5 | -9900
2332 | 1987-04-08 03:00 | 0 | 0 | 0 | 13.9 | 1.5 | -9900
2333 | 1987-04-08 04:00 | 0 | 0 | 0 | 14.4 | 2.6 | -9900
2334 | 1987-04-08 05:00 | 23 | 85 | 13 | 14.4 | 1.5 | -9900 | -0.45771 | 81.2168 | 89.6517 | 0 |  | 23 | 0.69854 | 11.1505 | 0.0087522 | 0 | 10.4323 | 0 | 0 | 9.981 | 0 | 9.7814 | 9.7759 | 2420.16 | 14.9497 | 1519.44 | 1556.35 | 1546.86 | 1546.86 | 1525.2 | 1525.17 | 1511.95 | 0 | 0 | 0.049814 | 0 | 1525.12 | 950 | 1448.12 | 1440.8762
2335 | 1987-04-08 06:00 | 154 | 562 | 37 | 16.1 | 1.5 | -9900 | 12.1172 | 89.2413 | 79.5128 | 0 |  | 154 | 101.324 | 36.0894 | 0.058602 | 96.7127 | 33.8775 | 0.058602 | 74.7439 | 32.4106 | 0 | 105.011 | 105.022 | 25993.1 | 22.0057 | 24593.1 | 24808 | 24477.7 | 24477.7 | 24135 | 24124.6 | 1464.69 | 0 | 0 | 11.6503 | 0 | 24113 | 950 | 23351.9 | 23235.1074
2336 | 1987-04-08 07:00 | 382 | 779 | 58 | 19.4 | 2.1 | -9900 | 24.7132 | 97.6252 | 66.4159 | 0 |  | 382 | 309.66 | 58.5345 | 0.14536 | 300.495 | 54.8382 | 0.14536 | 277.885 | 52.4647 | 0 | 323.743 | 323.466 | 80069.2 | 37.0996 | 79324 | 75581.1 | 75194.3 | 75194.3 | 74141.5 | 74058.7 | 1516.39 | 0 | 0 | 111.117 | 0 | 73947.6 | 949.999 | 72572.4 | 72209.5547
2337 | 1987-04-08 08:00 | 601 | 877 | 76 | 21.7 | 3.1 | -9900 | 37.0363 | 107.395 | 53.4848 | 0 |  | 601 | 517.952 | 77.2178 | 0.2287 | 501.193 | 72.3077 | 0.2287 | 484.12 | 69.1785 | 0 | 542.232 | 541.573 | 134060 | 50.016 | 134234 | 121382 | 120601 | 120601 | 118913 | 118714 | 1514.19 | 0 | 0 | 293.935 | 0 | 118420 | 950 | 116461 | 115878.375
2338 | 1987-04-08 09:00 | 783 | 929 | 88 | 25 | 2.1 | -9900 | 48.5987 | 120.266 | 41.1045 | 0 |  | 783 | 697.242 | 89.7234 | 0.29796 | 663.99 | 83.9917 | 0.29796 | 653.166 | 80.357 | 0 | 718.853 | 717.722 | 177675 | 64.2728 | 178344 | 151086 | 150565 | 150565 | 148457 | 148142 | 1513.83 | 0 | 0 | 466.804 | 0 | 147675 | 950 | 145134 | 144408.125
2339 | 1987-04-08 10:00 | 907 | 955 | 96 | 24.4 | 4.6 | -9900 | 58.3575 | 139.358 | 30.1638 | 0 |  | 907 | 822.712 | 98.1342 | 0.34514 | 762.002 | 91.8388 | 0.34514 | 756.075 | 87.8648 | 0 | 827.061 | 825.956 | 204467 | 64.7359 | 205133 | 172570 | 171560 | 171560 | 169156 | 168711 | 1465.99 | 0 | 0 | 554.044 | 0 | 168157 | 950 | 165187 | 164361.4531
2340 | 1987-04-08 11:00 | 969 | 969 | 99 | 23.9 | 5.2 | -9900 | 64.0476 | 168.275 | 22.9984 | 0 |  | 969 | 890.188 | 101.517 | 0.36873 | 840.389 | 94.9761 | 0.36873 | 836.766 | 90.8666 | 0 | 909.08 | 907.766 | 224727 | 67.0372 | 225331 | 187970 | 186669 | 186669 | 184053 | 183532 | 1475.07 | 2994.68 | 0 | 622.438 | 0 | 182910 | 950 | 176612 | 175728.9844
2341 | 1987-04-08 12:00 | 954 | 962 | 99 | 23.3 | 5.7 | -9900 | 62.9119 | 201.905 | 23.3605 | 0 |  | 954 | 881.452 | 101.946 | 0.36303 | 863.967 | 95.3463 | 0.36303 | 860.099 | 91.2211 | 0 | 932.294 | 931.727 | 230651 | 66.58 | 231360 | 194752 | 193428 | 193428 | 190720 | 190218 | 1538.36 | 2537.56 | 0 | 733.555 | 0 | 189485 | 950 | 183501 | 182583.7969
2342 | 1987-04-08 13:00 | 875 | 948 | 94 | 22.2 | 6.2 | -9900 | 55.6296 | 227.631 | 30.9407 | 0 |  | 875 | 811.163 | 97.2978 | 0.33296 | 811.163 | 90.9693 | 0.33296 | 804.411 | 87.0338 | 0 | 873.616 | 873.53 | 216258 | 61.8639 | 217109 | 187341 | 187068 | 187068 | 184447 | 184017 | 1588.86 | 0 | 0 | 743.08 | 0 | 183274 | 950 | 179978 | 179078.3281
2343 | 1987-04-08 14:00 | 732 | 915 | 85 | 22.8 | 5.7 | -9900 | 45.1447 | 244.358 | 42.0075 | 0 |  | 732 | 677.638 | 88.452 | 0.27855 | 498.588 | 82.6705 | 0.27855 | 489.577 | 79.0942 | 0 | 557.298 | 557.367 | 138014 | 48.6904 | 138195 | 122704 | 121409 | 121409 | 113844 | 113548 | 1441.05 | 0 | 0 | -269.854 | 456.38 | 113361 | 936.929 | 111381 | 110823.9609
2344 | 1987-04-08 15:00 | 539 | 855 | 71 | 22.8 | 5.7 | -9900 | 33.2792 | 256.021 | 54.422 | 0 |  | 539 | 495.72 | 74.295 | 0.20511 | 340.526 | 69.4103 | 0.20511 | 327.514 | 66.4079 | 0 | 386.044 | 386.733 | 95760.2 | 40.7643 | 95420.1 | 87914.7 | 86926.5 | 86926.5 | 84239.2 | 84107.6 | 1494.85 | 0 | 0 | 119.015 | 0 | 83988.5 | 950 | 82494.1 | 82081.5781
2345 | 1987-04-08 16:00 | 311 | 700 | 63 | 22.8 | 4.1 | -9900 | 20.8442 | 265.234 | 67.3553 | 0 |  | 311 | 268.036 | 66.5883 | 0.11835 | 196.655 | 62.1444 | 0.11835 | 180.052 | 59.457 | 0 | 234.719 | 234.635 | 58091.3 | 34.5222 | 57086.3 | 54559.8 | 54084.9 | 54084.9 | 51188.7 | 51131.7 | 1401.65 | 0 | 0 | -66.173 | 74.252 | 51123.6 | 940.485 | 50049.5 | 49799.2891
2346 | 1987-04-08 17:00 | 89 | 392 | 33 | 22.2 | 3.6 | -9900 | 8.2434 | 273.432 | 80.4365 | 0 |  | 89 | 64.8119 | 35.4215 | 0.033867 | 25.0257 | 32.9688 | 0.033867 | 18.0733 | 31.5439 | 0 | 48.6248 | 48.6579 | 12042.4 | 24.6868 | 10760.9 | 10738 | 10638.9 | 10638.9 | 10422.6 | 10418.9 | 1108.01 | 0 | 0 | 0.91531 | 0 | 10417.9 | 932.686 | 9970.69 | 9920.8359
2347 | 1987-04-08 18:00 | 7 | 17 | 4 | 21.1 | 0 | -9900 | -4.2515 | 281.533 | 89.9488 | 0 |  | 7 | 0.030805 | 3.1332 | 0.0026637 | 0 | 2.9303 | 0 | 0 | 2.8035 | 0 | 2.7474 | 2.7463 | 679.882 | 21.2653 | 153.279 | 152.938 | 152.873 | 152.873 | 150.733 | 150.732 | 1440.61 | 0 | 0 | 0.00043608 | 0 | 150.732 | 950 | 142.961 | 142.246
2348 | 1987-04-08 19:00 | 0 | 0 | 0 | 20 | 2.1 | -9900
2349 | 1987-04-08 20:00 | 0 | 0 | 0 | 20 | 2.1 | -9900
2350 | 1987-04-08 21:00 | 0 | 0 | 0 | 18.9 | 0 | -9900
2351 | 1987-04-08 22:00 | 0 | 0 | 0 | 18.9 | 0 | -9900
2352 | 1987-04-08 23:00 | 0 | 0 | 0 | 17.8 | 2.6 | -9900
2353 | 1987-04-09 | 0 | 0 | 0 | 16.1 | 2.1 | -9900
2354 | 1987-04-09 01:00 | 0 | 0 | 0 | 16.7 | 1.5 | -9900
2355 | 1987-04-09 02:00 | 0 | 0 | 0 | 15.6 | 0 | -9900
2356 | 1987-04-09 03:00 | 0 | 0 | 0 | 15.6 | 0 | -9900
2357 | 1987-04-09 04:00 | 0 | 0 | 0 | 15 | 0 | -9900
2358 | 1987-04-09 05:00 | 22 | 58 | 15 | 14.4 | 0 | -9900 | -0.19634 | 80.9415 | 89.5963 | 0 |  | 22 | 0.5668 | 13.1429 | 0.0083717 | 0 | 12.2965 | 0 | 0 | 11.7645 | 0 | 11.5292 | 11.5255 | 2853.24 | 15.0939 | 1912.18 | 1964.92 | 1953.93 | 1953.93 | 1926.57 | 1926.52 | 1496.07 | 0 | 0 | 0.077935 | 0 | 1926.44 | 950 | 1829.78 | 1820.6299
2359 | 1987-04-09 06:00 | 148 | 464 | 49 | 17.8 | 2.1 | -9900 | 12.3733 | 88.9546 | 79.2751 | 0 |  | 148 | 85.8706 | 47.5103 | 0.056319 | 81.9605 | 44.5959 | 0.056319 | 63.8455 | 42.665 | 0 | 104.38 | 104.281 | 25810.4 | 23.5061 | 24402.3 | 24491.7 | 24199.4 | 24199.4 | 23860.6 | 23851 | 1480.71 | 0 | 0 | 11.5671 | 0 | 23839.4 | 950 | 23075 | 22959.5879
2360 | 1987-04-09 07:00 | 344 | 600 | 92 | 20 | 1.5 | -9900 | 24.9728 | 97.3203 | 66.1768 | 0 |  | 344 | 240.779 | 91.76 | 0.1309 | 233.705 | 86.0094 | 0.1309 | 216.397 | 82.2864 | 0 | 292.71 | 292.436 | 72389.1 | 36.4446 | 71510.1 | 68338.9 | 68022.5 | 68022.5 | 67070 | 67003.2 | 1515.91 | 0 | 0 | 92.4333 | 0 | 66910.8 | 950 | 65590 | 65262.0898
2361 | 1987-04-09 08:00 | 600 | 827 | 101 | 22.8 | 3.1 | -9900 | 37.3106 | 107.067 | 53.2337 | 0 |  | 600 | 492.095 | 102.336 | 0.22832 | 476.276 | 95.8618 | 0.22832 | 460.286 | 91.7129 | 0 | 540.959 | 540.333 | 133756 | 51.0512 | 133922 | 120587 | 119824 | 119824 | 118146 | 117947 | 1511.27 | 0 | 0 | 286.345 | 0 | 117660 | 950 | 115716 | 115137.625
2362 | 1987-04-09 09:00 | 776 | 898 | 101 | 23.9 | 4.1 | -9900 | 48.9023 | 119.921 | 40.8259 | 0 |  | 776 | 676.888 | 102.796 | 0.29529 | 645.206 | 96.2274 | 0.29529 | 634.867 | 92.0633 | 0 | 712.391 | 711.468 | 176130 | 59.4443 | 176789 | 153194 | 152592 | 152592 | 150455 | 150131 | 1503.13 | 0 | 0 | 475.222 | 0 | 149656 | 950 | 147074 | 146338.8281
2363 | 1987-04-09 10:00 | 912 | 949 | 103 | 25.6 | 3.1 | -9900 | 58.7059 | 139.071 | 29.8364 | 0 |  | 912 | 820.332 | 105.181 | 0.34704 | 759.782 | 98.4333 | 0.34704 | 754.016 | 94.174 | 0 | 831.227 | 829.802 | 205420 | 68.986 | 206084 | 169851 | 168862 | 168862 | 166498 | 166070 | 1470.94 | 0 | 0 | 538.521 | 0 | 165532 | 950 | 162624 | 161810.9531
2364 | 1987-04-09 11:00 | 965 | 954 | 107 | 25 | 5.7 | -9900 | 64.4266 | 168.282 | 22.6232 | 0 |  | 965 | 877.523 | 109.597 | 0.36721 | 828.423 | 102.535 | 0.36721 | 824.976 | 98.0983 | 0 | 904.612 | 903.141 | 223582 | 66.9521 | 224203 | 187199 | 185899 | 185899 | 183296 | 182787 | 1488.17 | 2226.45 | 0 | 630.228 | 0 | 182157 | 950 | 176647 | 175763.6406
2365 | 1987-04-09 12:00 | 957 | 954 | 106 | 24.4 | 5.2 | -9900 | 63.2434 | 202.311 | 23.0307 | 0 |  | 957 | 876.913 | 109.041 | 0.36417 | 859.515 | 101.982 | 0.36417 | 855.782 | 97.5695 | 0 | 934.285 | 933.655 | 231128 | 68.7675 | 231831 | 193173 | 191876 | 191876 | 189188 | 188691 | 1538.73 | 1772.27 | 0 | 717.498 | 0 | 187974 | 950 | 182791 | 181877.4531
2366 | 1987-04-09 13:00 | 881 | 944 | 101 | 23.9 | 5.2 | -9900 | 55.8763 | 228.142 | 30.7101 | 0 |  | 881 | 809.688 | 104.429 | 0.33525 | 809.688 | 97.6365 | 0.33525 | 803.061 | 93.4125 | 0 | 878.544 | 878.505 | 217491 | 65.6468 | 218339 | 185232 | 184968 | 184968 | 182378 | 181964 | 1598.32 | 0 | 0 | 732.435 | 0 | 181231 | 950 | 177983 | 177093.0469
2367 | 1987-04-09 14:00 | 737 | 911 | 92 | 25 | 3.1 | -9900 | 45.3317 | 244.825 | 41.8425 | 0 |  | 737 | 675.097 | 95.6171 | 0.28045 | 500.791 | 89.3672 | 0.28045 | 491.837 | 85.5012 | 0 | 565.791 | 566.299 | 140228 | 54.6088 | 140428 | 121175 | 120001 | 120001 | 112884 | 112601 | 1451.39 | 0 | 0 | -568.225 | 431.046 | 112738 | 936.607 | 110774 | 110220.3906
2368 | 1987-04-09 15:00 | 540 | 844 | 76 | 26.1 | 3.6 | -9900 | 33.434 | 256.435 | 54.2903 | 0 |  | 540 | 491.037 | 79.4295 | 0.20549 | 339.526 | 74.2073 | 0.20549 | 326.664 | 70.9974 | 0 | 389.708 | 389.649 | 96480.3 | 46.0145 | 96141.4 | 86574.6 | 85484.7 | 85484.7 | 82710.6 | 82586.8 | 1509.72 | 0 | 0 | 84.0292 | 0 | 82502.8 | 950 | 81035.2 | 80630
2369 | 1987-04-09 16:00 | 313 | 721 | 56 | 22.2 | 3.6 | -9900 | 20.9853 | 265.611 | 67.2373 | 0 |  | 313 | 277.339 | 59.3447 | 0.11911 | 204.607 | 55.3781 | 0.11911 | 187.474 | 52.9833 | 0 | 235.648 | 235.808 | 58382.8 | 34.2519 | 57393.6 | 54866.3 | 54396.1 | 54396.1 | 51171.7 | 51113.7 | 1396.99 | 0 | 0 | -48.5068 | 135.335 | 51026.9 | 941.66 | 49957.4 | 49707.5703
2370 | 1987-04-09 17:00 | 94 | 418 | 33 | 19.4 | 3.6 | -9900 | 8.3837 | 273.787 | 80.3192 | 0 |  | 94 | 70.2678 | 35.3852 | 0.03577 | 26.8365 | 32.9355 | 0.03577 | 19.5682 | 31.512 | 0 | 50.0585 | 50.0722 | 12394 | 21.9591 | 11111.6 | 11196.3 | 11098.6 | 11098.6 | 10838 | 10833.9 | 1139.33 | 0 | 0 | 1.0415 | 0 | 10832.9 | 931.756 | 10372.9 | 10321.0723
2371 | 1987-04-09 18:00 | 7 | 15 | 4 | 18.3 | 2.1 | -9900 | -4.1009 | 281.881 | 89.937 | 0 |  | 7 | 0.037901 | 3.1317 | 0.0026637 | 0 | 2.9289 | 0 | 0 | 2.8022 | 0 | 2.7461 | 2.7447 | 679.494 | 18.4502 | 153.102 | 152.502 | 152.443 | 152.443 | 150.309 | 150.308 | 1408.73 | 0 | 0 | 0.00041892 | 0 | 150.308 | 950 | 142.558 | 141.8456
2372 | 1987-04-09 19:00 | 0 | 0 | 0 | 17.8 | 4.1 | -9900
2373 | 1987-04-09 20:00 | 0 | 0 | 0 | 16.7 | 3.6 | -9900
2374 | 1987-04-09 21:00 | 0 | 0 | 0 | 16.7 | 2.1 | -9900
2375 | 1987-04-09 22:00 | 0 | 0 | 0 | 16.7 | 3.1 | -9900
2376 | 1987-04-09 23:00 | 0 | 0 | 0 | 16.7 | 4.6 | -9900
2377 | 1987-04-10 | 0 | 0 | 0 | 16.1 | 2.6 | -9900
2378 | 1987-04-10 01:00 | 0 | 0 | 0 | 15 | 2.6 | -9900
2379 | 1987-04-10 02:00 | 0 | 0 | 0 | 14.4 | 2.6 | -9900
2380 | 1987-04-10 03:00 | 0 | 0 | 0 | 13.9 | 2.6 | -9900
2381 | 1987-04-10 04:00 | 0 | 0 | 0 | 13.9 | 0 | -9900
2382 | 1987-04-10 05:00 | 12 | 0 | 12 | 14.4 | 2.6 | -9900 | 0.062923 | 80.6673 | 89.5294 | 0 |  | 12 | 0 | 10.9284 | 0.0045664 | 0 | 10.2238 | 0.0045664 | 0 | 9.7815 | 0 | 9.5858 | 9.5831 | 2372.42 | 14.9126 | 1476.5 | 1511.74 | 1502.3 | 1502.3 | 1481.26 | 1481.23 | 1511.78 | 0 | 0 | 0.046394 | 0 | 1481.19 | 950 | 1406.36 | 1399.3252
2383 | 1987-04-10 06:00 | 100 | 71 | 85 | 14.4 | 4.1 | -9900 | 12.6269 | 88.6685 | 79.0396 | 0 |  | 100 | 13.0301 | 85.7729 | 0.038053 | 12.4541 | 80.2187 | 0.038053 | 9.7729 | 76.748 | 0 | 84.7905 | 84.7449 | 20978.9 | 18.6338 | 19552.7 | 20018.5 | 19935 | 19935 | 19655.9 | 19650.7 | 1544.13 | 0 | 0 | 8.3205 | 0 | 19642.4 | 950 | 18927.2 | 18832.5293
2384 | 1987-04-10 07:00 | 352 | 638 | 82 | 15.6 | 3.6 | -9900 | 25.2297 | 97.0153 | 65.9405 | 0 |  | 352 | 257.906 | 81.7961 | 0.13395 | 250.439 | 76.6766 | 0.13395 | 232.178 | 73.3575 | 0 | 299.425 | 299.06 | 74028.9 | 30.8846 | 73177.7 | 71454.8 | 71118.9 | 71118.9 | 70123.2 | 70051.9 | 1533.11 | 0 | 0 | 102.099 | 0 | 69949.8 | 949.999 | 68602.6 | 68259.6172
2385 | 1987-04-10 08:00 | 590 | 796 | 107 | 17.2 | 3.1 | -9900 | 37.5818 | 106.737 | 52.9857 | 0 |  | 590 | 476.12 | 108.33 | 0.22451 | 460.915 | 101.472 | 0.22451 | 445.661 | 97.0799 | 0 | 531.886 | 531.364 | 131536 | 44.9822 | 131666 | 121573 | 120827 | 120827 | 119135 | 118937 | 1527.6 | 0 | 0 | 297.27 | 0 | 118640 | 950 | 116676 | 116092.5312
2386 | 1987-04-10 09:00 | 772 | 859 | 124 | 18.3 | 3.6 | -9900 | 49.2027 | 119.574 | 40.5508 | 0 |  | 772 | 649.538 | 126.485 | 0.29377 | 619.566 | 118.436 | 0.29377 | 609.804 | 113.31 | 0 | 708.652 | 707.458 | 175136 | 54.4573 | 175788 | 155704 | 155114 | 155114 | 152941 | 152608 | 1511.17 | 0 | 0 | 493.867 | 0 | 152114 | 950 | 149485 | 148737.0938
2387 | 1987-04-10 10:00 | 896 | 890 | 135 | 18.3 | 4.6 | -9900 | 59.0512 | 138.779 | 29.5123 | 0 |  | 896 | 771.334 | 137.357 | 0.34096 | 715.805 | 128.543 | 0.34096 | 710.502 | 122.98 | 0 | 816.813 | 815.943 | 201987 | 58.1469 | 202666 | 175838 | 175049 | 175049 | 172599 | 172148 | 1475.52 | 0 | 0 | 589.157 | 0 | 171559 | 950 | 168515 | 167672.2188
2388 | 1987-04-10 11:00 | 952 | 900 | 140 | 20 | 4.6 | -9900 | 64.8034 | 168.288 | 22.2505 | 0 |  | 952 | 830.115 | 142.874 | 0.36227 | 784.82 | 133.666 | 0.36227 | 781.667 | 127.883 | 0 | 891.359 | 889.953 | 220314 | 63.4612 | 220967 | 187578 | 186593 | 186593 | 183981 | 183474 | 1492.05 | 2530.44 | 0 | 637.988 | 0 | 182836 | 950 | 177007 | 176121.5781
2389 | 1987-04-10 12:00 | 943 | 900 | 139 | 20 | 4.6 | -9900 | 63.572 | 202.722 | 22.7041 | 0 |  | 943 | 828.094 | 142.454 | 0.35884 | 811.662 | 133.231 | 0.35884 | 808.243 | 127.466 | 0 | 916.995 | 916.446 | 226868 | 64.755 | 227605 | 193204 | 191940 | 191940 | 189252 | 188768 | 1550.72 | 1802.29 | 0 | 733.343 | 0 | 188035 | 950 | 182822 | 181907.5156
2390 | 1987-04-10 13:00 | 862 | 881 | 132 | 20 | 4.6 | -9900 | 56.1199 | 228.656 | 30.4829 | 0 |  | 862 | 757.38 | 135.961 | 0.32802 | 757.38 | 127.117 | 0.32802 | 751.284 | 121.618 | 0 | 855.444 | 855.402 | 211770 | 61.7739 | 212629 | 183546 | 183266 | 183266 | 180700 | 180291 | 1592.94 | 0 | 0 | 718.208 | 0 | 179572 | 950 | 176363 | 175481.5469
2391 | 1987-04-10 14:00 | 719 | 843 | 119 | 20 | 5.2 | -9900 | 45.5164 | 245.293 | 41.6801 | 0 |  | 719 | 627.586 | 124.471 | 0.2736 | 469.339 | 116.313 | 0.2736 | 461.036 | 111.282 | 0 | 560.871 | 560.855 | 138879 | 46.652 | 139059 | 125054 | 123990 | 123990 | 118042 | 117742 | 1436.74 | 0 | 0 | -196.384 | 0 | 117938 | 937.574 | 115865 | 115285.75
2392 | 1987-04-10 15:00 | 525 | 771 | 99 | 18.9 | 4.1 | -9900 | 33.5873 | 256.847 | 54.1602 | 0 |  | 525 | 450.419 | 103.839 | 0.19978 | 312.798 | 96.9875 | 0.19978 | 301.045 | 92.7924 | 0 | 385.961 | 386.52 | 95705 | 38.2102 | 95318.5 | 88932.1 | 88179.7 | 88179.7 | 85597.4 | 85468.8 | 1510.33 | 0 | 0 | 4.2956 | 0 | 85464.5 | 950 | 83933.8 | 83514.0781
2393 | 1987-04-10 16:00 | 299 | 630 | 73 | 17.2 | 4.1 | -9900 | 21.1254 | 265.985 | 67.1202 | 0 |  | 299 | 243.52 | 76.9791 | 0.11378 | 180.184 | 71.8305 | 0.11378 | 165.224 | 68.7242 | 0 | 229.269 | 229.223 | 56751.4 | 28.6518 | 55707.6 | 54529.1 | 54034.9 | 54034.9 | 51499 | 51440.9 | 1372.96 | 0 | 0 | -118.672 | 5.5241 | 51554.1 | 940.275 | 50466.1 | 50213.793
2394 | 1987-04-10 17:00 | 67 | 157 | 44 | 15.6 | 3.6 | -9900 | 8.5236 | 274.14 | 80.2023 | 0 |  | 67 | 26.3742 | 45.3628 | 0.025496 | 10.0029 | 42.3132 | 0.025496 | 7.3663 | 40.4835 | 0 | 46.8928 | 46.8754 | 11604 | 17.9957 | 10291.1 | 10556.2 | 10482.5 | 10482.5 | 10335.8 | 10333.6 | 1310.9 | 0 | 0 | 1.6565 | 0 | 10332 | 950 | 9878.57 | 9829.1738
2395 | 1987-04-10 18:00 | 2 | 4 | 2 | 15 | 0 | -9900 | -3.9504 | 282.226 | 89.9252 | 0 |  | 2 | 0 | 2.1299 | 0.00076106 | 0 | 1.992 | 0 | 0 | 1.9058 | 0 | 1.8677 | 1.8672 | 462.247 | 15.1124 | 71.1379 | 70.7175 | 70.6226 | 70.6226 | 69.6339 | 69.6338 | 1406.16 | 0 | 0 | 9.2174e-05 | 0 | 69.6337 | 950 | 66.0393 | 65.7091
2396 | 1987-04-10 19:00 | 0 | 0 | 0 | 15 | 3.1 | -9900
2397 | 1987-04-10 20:00 | 0 | 0 | 0 | 15 | 2.1 | -9900
2398 | 1987-04-10 21:00 | 0 | 0 | 0 | 15 | 2.6 | -9900
2399 | 1987-04-10 22:00 | 0 | 0 | 0 | 14.4 | 3.1 | -9900
2400 | 1987-04-10 23:00 | 0 | 0 | 0 | 14.4 | 4.6 | -9900
2401 | 1987-04-11 | 0 | 0 | 0 | 14.4 | 4.6 | -9900
2402 | 1987-04-11 01:00 | 0 | 0 | 0 | 14.4 | 3.1 | -9900
2403 | 1987-04-11 02:00 | 0 | 0 | 0 | 14.4 | 3.6 | -9900
2404 | 1987-04-11 03:00 | 0 | 0 | 0 | 14.4 | 3.6 | -9900
2405 | 1987-04-11 04:00 | 0 | 0 | 0 | 14.4 | 4.6 | -9900
2406 | 1987-04-11 05:00 | 17 | 1 | 17 | 14.4 | 4.1 | -9900 | 0.31996 | 80.3942 | 89.4631 | 0 |  | 17 | 0 | 14.6855 | 0.006469 | 0 | 13.7428 | 0.006469 | 0 | 13.1482 | 0 | 12.8852 | 12.878 | 3188.09 | 15.0434 | 2219.02 | 2284.65 | 2272.3 | 2272.3 | 2240.49 | 2240.41 | 1449.63 | 0 | 0 | 0.098544 | 0 | 2240.31 | 950 | 2128.45 | 2117.8101
2407 | 1987-04-11 06:00 | 49 | 5 | 48 | 15 | 3.6 | -9900 | 12.878 | 88.3831 | 78.8066 | 0 |  | 49 | 0.8699 | 47.5815 | 0.018646 | 0.83174 | 44.5002 | 0.018646 | 0.65724 | 42.5749 | 0 | 42.3675 | 42.3549 | 10485.4 | 17.1647 | 9188.84 | 9458.13 | 9415.25 | 9415.25 | 9283.44 | 9282.31 | 1554.66 | 0 | 0 | 1.8803 | 0 | 9280.43 | 950 | 8867.51 | 8823.1689
2408 | 1987-04-11 07:00 | 137 | 8 | 133 | 15 | 5.2 | -9900 | 25.4838 | 96.7104 | 65.7069 | 0 |  | 137 | 3.8198 | 131.636 | 0.052133 | 3.71 | 123.144 | 0.052133 | 3.4436 | 117.816 | 0 | 118.834 | 118.826 | 29416.9 | 20.6466 | 27997.2 | 28447.9 | 28357.4 | 28357.4 | 27960.4 | 27950.4 | 1568.5 | 0 | 0 | 17.0535 | 0 | 27933.3 | 950 | 27094.1 | 26958.6582
2409 | 1987-04-11 08:00 | 303 | 6 | 299 | 15.6 | 3.6 | -9900 | 37.8497 | 106.405 | 52.741 | 0 |  | 303 | 3.9414 | 296.461 | 0.1153 | 3.8173 | 277.384 | 0.1153 | 3.6927 | 265.381 | 0 | 263.693 | 263.503 | 65233.7 | 29.0673 | 64228.3 | 63237.7 | 63076 | 63076 | 62192.9 | 62143.2 | 1569.51 | 0 | 0 | 84.5172 | 0 | 62058.7 | 949.999 | 60780.2 | 60476.3281
2410 | 1987-04-11 09:00 | 343 | 2 | 342 | 15.6 | 4.1 | -9900 | 49.4996 | 119.223 | 40.2793 | 0 |  | 343 | 1.002 | 339.994 | 0.13052 | 0.95639 | 318.067 | 0.13052 | 0.94156 | 304.305 | 0 | 299.142 | 299.058 | 74035 | 30.5407 | 73170.9 | 71644.6 | 71467.9 | 71467.9 | 70467.4 | 70403.2 | 1565.95 | 0 | 0 | 107.589 | 0 | 70295.7 | 949.999 | 68929.6 | 68584.9453
2411 | 1987-04-11 10:00 | 404 | 4 | 400 | 16.1 | 4.1 | -9900 | 59.3934 | 138.481 | 29.192 | 0 |  | 404 | 4.0526 | 398.556 | 0.15373 | 3.7795 | 372.822 | 0.15373 | 3.7521 | 356.691 | 0 | 353.234 | 353.091 | 87412.6 | 33.7401 | 86775.2 | 83943.6 | 83729.1 | 83729.1 | 82556.8 | 82469.9 | 1576.61 | 0 | 0 | 149.084 | 0 | 82320.8 | 949.999 | 80869 | 80464.6172
2412 | 1987-04-11 11:00 | 588 | 173 | 432 | 17.2 | 4.6 | -9900 | 65.1778 | 168.291 | 21.8803 | 0 |  | 588 | 159.412 | 436.137 | 0.22375 | 151.158 | 407.997 | 0.22375 | 150.572 | 390.344 | 0 | 530.097 | 529.654 | 131121 | 43.0659 | 131238 | 122371 | 121965 | 121965 | 120258 | 120062 | 1538.07 | 0 | 0 | 301.915 | 0 | 119760 | 950 | 117790 | 117201.5234
2413 | 1987-04-11 12:00 | 474 | 106 | 379 | 17.2 | 4.6 | -9900 | 63.8978 | 203.139 | 22.3806 | 0 |  | 474 | 97.8015 | 383.574 | 0.18037 | 95.8606 | 358.738 | 0.18037 | 95.4689 | 343.217 | 0 | 429.912 | 429.717 | 106381 | 38.1854 | 106077 | 100884 | 100545 | 100545 | 99137.2 | 99011.2 | 1564.23 | 0 | 0 | 212.727 | 0 | 98798.5 | 949.999 | 97192.8 | 96706.8281
2414 | 1987-04-11 13:00 | 384 | 3 | 381 | 17.2 | 5.2 | -9900 | 56.3604 | 229.172 | 30.2592 | 0 |  | 384 | 3.1109 | 380.927 | 0.14612 | 3.1109 | 356.224 | 0.14612 | 3.0863 | 340.812 | 0 | 337.021 | 336.888 | 83401 | 33.209 | 82694.3 | 80166.6 | 79968.3 | 79968.3 | 78848.7 | 78770.6 | 1588.58 | 0 | 0 | 137.341 | 0 | 78633.3 | 949.999 | 77200.5 | 76814.4922
2415 | 1987-04-11 14:00 | 249 | 18 | 236 | 17.2 | 4.1 | -9900 | 45.6988 | 245.76 | 41.5202 | 0 |  | 249 | 13.5889 | 235.288 | 0.094752 | 10.3039 | 220.023 | 0.094752 | 10.1237 | 210.504 | 0 | 216.215 | 216.116 | 53503.4 | 27.997 | 52325.3 | 51725.7 | 51587 | 51587 | 50864.8 | 50832.4 | 1588.86 | 0 | 0 | 57.5533 | 0 | 50774.8 | 950 | 49650.7 | 49402.4531
2416 | 1987-04-11 15:00 | 222 | 1 | 221 | 16.7 | 3.6 | -9900 | 33.7389 | 257.258 | 54.0318 | 0 |  | 222 | 1.0564 | 220.735 | 0.084478 | 0.73681 | 206.382 | 0.084478 | 0.70934 | 197.453 | 0 | 194.2 | 194.158 | 48066.6 | 26.6232 | 46817 | 46519.4 | 46403 | 46403 | 45753.3 | 45726.6 | 1574.18 | 0 | 0 | 45.8155 | 0 | 45680.8 | 950 | 44659.8 | 44436.5195
2417 | 1987-04-11 16:00 | 149 | 8 | 146 | 16.1 | 3.6 | -9900 | 21.2645 | 266.357 | 67.004 | 0 |  | 149 | 3.2278 | 145.921 | 0.056699 | 2.3961 | 136.406 | 0.056699 | 2.1989 | 130.505 | 0 | 130.05 | 130.014 | 32186.8 | 22.7449 | 30781.7 | 31035 | 30940.9 | 30940.9 | 30507.7 | 30495.8 | 1569.07 | 0 | 0 | 20.2802 | 0 | 30475.6 | 950 | 29617.5 | 29469.3633
2418 | 1987-04-11 17:00 | 47 | 4 | 46 | 16.1 | 4.1 | -9900 | 8.6631 | 274.491 | 80.0858 | 0 |  | 47 | 1.1417 | 45.8124 | 0.017885 | 0.44148 | 42.8267 | 0.017885 | 0.32771 | 40.974 | 0 | 40.4757 | 40.4613 | 10016.7 | 18.1214 | 8732.06 | 8956.75 | 8914.21 | 8914.21 | 8789.41 | 8788.38 | 1539.54 | 0 | 0 | 1.6489 | 0 | 8786.74 | 950 | 8392.11 | 8350.1475
2419 | 1987-04-11 18:00 | 4 | 0 | 4 | 16.1 | 1.5 | -9900 | -3.7999 | 282.569 | 89.9135 | 0 |  | 4 | 0 | 4.1283 | 0.0015221 | 0 | 3.861 | 0 | 0 | 3.694 | 0 | 3.6201 | 3.618 | 895.683 | 16.3035 | 265.012 | 263.64 | 262.922 | 262.922 | 259.241 | 259.24 | 1447.78 | 0 | 0 | 0.001322 | 0 | 259.239 | 950 | 245.896 | 244.6663
2420 | 1987-04-11 19:00 | 0 | 0 | 0 | 16.1 | 3.6 | -9900
2421 | 1987-04-11 20:00 | 0 | 0 | 0 | 15 | 4.6 | -9900
2422 | 1987-04-11 21:00 | 0 | 0 | 0 | 15 | 4.1 | -9900
2423 | 1987-04-11 22:00 | 0 | 0 | 0 | 14.4 | 4.1 | -9900
2424 | 1987-04-11 23:00 | 0 | 0 | 0 | 14.4 | 3.6 | -9900
2425 | 1987-04-12 | 0 | 0 | 0 | 14.4 | 4.6 | -9900
2426 | 1987-04-12 01:00 | 0 | 0 | 0 | 13.9 | 3.6 | -9900
2427 | 1987-04-12 02:00 | 0 | 0 | 0 | 13.9 | 3.6 | -9900
2428 | 1987-04-12 03:00 | 0 | 0 | 0 | 13.9 | 2.6 | -9900
2429 | 1987-04-12 04:00 | 0 | 0 | 0 | 14.4 | 3.1 | -9900
2430 | 1987-04-12 05:00 | 16 | 0 | 16 | 14.4 | 4.1 | -9900 | 0.57465 | 80.1224 | 89.3975 | 0 |  | 16 | 0 | 14.3443 | 0.0060885 | 0 | 13.4222 | 0.0060885 | 0 | 12.8415 | 0 | 12.5847 | 12.5826 | 3114.95 | 15.0286 | 2151.82 | 2214.77 | 2202.68 | 2202.68 | 2171.84 | 2171.77 | 1442.74 | 0 | 0 | 0.095438 | 0 | 2171.68 | 950 | 2063.13 | 2052.8132
2431 | 1987-04-12 06:00 | 108 | 84 | 89 | 15 | 5.2 | -9900 | 13.1265 | 88.0985 | 78.5761 | 0 |  | 108 | 16.5503 | 86.9099 | 0.041097 | 15.8388 | 81.4092 | 0.041097 | 12.5975 | 77.8858 | 0 | 88.6736 | 88.6533 | 21946.1 | 19.2128 | 20519.1 | 20960.4 | 20864.1 | 20864.1 | 20572 | 20566.1 | 1537.96 | 0 | 0 | 9.1003 | 0 | 20557 | 950 | 19826.1 | 19726.9629
2432 | 1987-04-12 07:00 | 225 | 7 | 222 | 15 | 3.6 | -9900 | 25.7348 | 96.4055 | 65.4763 | 0 |  | 225 | 2.8641 | 219.087 | 0.085619 | 2.7824 | 205.035 | 0.085619 | 2.5856 | 196.163 | 0 | 194.774 | 194.676 | 48194.8 | 24.9497 | 46947.1 | 46939.4 | 46812.6 | 46812.6 | 46157.2 | 46129.3 | 1562.45 | 0 | 0 | 46.3784 | 0 | 46083 | 950 | 45051.8 | 44826.5
2433 | 1987-04-12 08:00 | 211 | 15 | 202 | 15.6 | 3.6 | -9900 | 38.1144 | 106.073 | 52.4996 | 0 |  | 211 | 8.8646 | 200.308 | 0.080292 | 8.5872 | 187.38 | 0.080292 | 8.3109 | 179.272 | 0 | 183.832 | 183.735 | 45485.9 | 24.9905 | 44205.2 | 44192.4 | 44068.5 | 44068.5 | 43451.5 | 43426.8 | 1560.75 | 0 | 0 | 41.0069 | 0 | 43385.8 | 950 | 42409.1 | 42197.0859
2434 | 1987-04-12 09:00 | 485 | 216 | 321 | 16.1 | 4.1 | -9900 | 49.7929 | 118.869 | 40.0117 | 0 |  | 485 | 164.253 | 321.224 | 0.18456 | 156.891 | 300.613 | 0.18456 | 154.5 | 287.606 | 0 | 433.264 | 433.07 | 107212 | 37.7358 | 106925 | 101792 | 101482 | 101482 | 100061 | 99926.5 | 1540 | 0 | 0 | 216.521 | 0 | 99710 | 950 | 98073.1 | 97582.7266
2435 | 1987-04-12 10:00 | 865 | 679 | 279 | 17.2 | 4.6 | -9900 | 59.7322 | 138.178 | 28.8754 | 0 |  | 865 | 593.464 | 283.973 | 0.32916 | 553.587 | 265.784 | 0.32916 | 549.677 | 254.283 | 0 | 787.881 | 787.282 | 194897 | 55.6472 | 195606 | 172186 | 171696 | 171696 | 169292 | 168872 | 1486.6 | 0 | 0 | 576.364 | 0 | 168295 | 950 | 165331 | 164504.5312
2436 | 1987-04-12 11:00 | 910 | 790 | 192 | 17.8 | 5.2 | -9900 | 65.5497 | 168.293 | 21.5128 | 0 |  | 910 | 733.389 | 197.014 | 0.34628 | 696.437 | 184.329 | 0.34628 | 693.83 | 176.353 | 0 | 852.78 | 851.705 | 210841 | 58.2732 | 211566 | 184190 | 183470 | 183470 | 180900 | 180417 | 1491.98 | 324.867 | 0 | 620.861 | 0 | 179796 | 950 | 176248 | 175366.4531
2437 | 1987-04-12 12:00 | 959 | 887 | 162 | 18.3 | 6.7 | -9900 | 64.2206 | 203.561 | 22.0602 | 0 |  | 959 | 820.126 | 167.587 | 0.36493 | 805.011 | 156.735 | 0.36493 | 801.821 | 149.954 | 0 | 932.74 | 932.039 | 230730 | 59.6687 | 231445 | 201096 | 200027 | 200027 | 197225 | 196700 | 1549.92 | 5841.71 | 0 | 794.44 | 0 | 195905 | 950 | 186461 | 185528.2344
2438 | 1987-04-12 13:00 | 864 | 871 | 138 | 18.3 | 6.2 | -9900 | 56.5979 | 229.689 | 30.0389 | 0 |  | 864 | 752.438 | 141.966 | 0.32878 | 752.438 | 132.73 | 0.32878 | 746.578 | 126.988 | 0 | 856.095 | 856.046 | 211929 | 57.1701 | 212790 | 187426 | 187145 | 187145 | 184524 | 184093 | 1580.21 | 0 | 0 | 741.349 | 0 | 183351 | 950 | 180054 | 179153.5156
2439 | 1987-04-12 14:00 | 724 | 865 | 104 | 18.3 | 3.6 | -9900 | 45.8788 | 246.226 | 41.3628 | 0 |  | 724 | 647.67 | 107.821 | 0.2755 | 496.275 | 100.772 | 0.2755 | 487.688 | 96.4131 | 0 | 572.419 | 572.505 | 141750 | 47.56 | 141976 | 127019 | 125572 | 125572 | 119741 | 119441 | 1429.56 | 0 | 0 | 296.564 | 70.0802 | 119075 | 939.106 | 116972 | 116386.7812
2440 | 1987-04-12 15:00 | 532 | 801 | 87 | 18.9 | 4.6 | -9900 | 33.889 | 257.667 | 53.905 | 0 |  | 532 | 469.681 | 91.4521 | 0.20244 | 329.718 | 85.4115 | 0.20244 | 317.531 | 81.7172 | 0 | 391.263 | 391.509 | 96937.3 | 38.0195 | 96584.5 | 90145.8 | 89968.8 | 89968.8 | 87064.1 | 86926.2 | 1499.62 | 0 | 0 | -264.142 | 0 | 87190.4 | 950 | 85625.9 | 85197.7734
2441 | 1987-04-12 16:00 | 306 | 661 | 66 | 17.8 | 4.6 | -9900 | 21.4028 | 266.727 | 66.8887 | 0 |  | 306 | 257.848 | 69.5459 | 0.11644 | 192.104 | 64.9068 | 0.11644 | 176.422 | 62.0998 | 0 | 233.751 | 233.638 | 57842.8 | 29.2098 | 56824.8 | 55484.4 | 55044.5 | 55044.5 | 52292.5 | 52232.9 | 1380.41 | 0 | 0 | -115.261 | 49.3866 | 52298.8 | 940.795 | 51202.2 | 50946.1523
2442 | 1987-04-12 17:00 | 94 | 375 | 37 | 16.7 | 4.6 | -9900 | 8.8021 | 274.839 | 79.9695 | 0 |  | 94 | 64.7981 | 39.3876 | 0.03577 | 25.6855 | 36.6725 | 0.03577 | 19.2029 | 35.0874 | 0 | 53.2045 | 53.2328 | 13178 | 19.2996 | 11872.4 | 12091.7 | 11923.4 | 11923.4 | 11728.6 | 11724 | 1139.93 | 0 | 0 | 1.0381 | 0 | 11723 | 936.197 | 11229.4 | 11173.2734
2443 | 1987-04-12 18:00 | 6 | 12 | 4 | 16.1 | 4.1 | -9900 | -3.6495 | 282.909 | 89.9017 | 0 |  | 6 | 0.039422 | 3.1275 | 0.0022832 | 0 | 2.9249 | 0 | 0 | 2.7983 | 0 | 2.7424 | 2.7421 | 678.851 | 16.237 | 153.003 | 152.2 | 152.144 | 152.144 | 150.014 | 150.013 | 1388.73 | 0 | 0 | 0.00039844 | 0 | 150.013 | 950 | 142.279 | 141.5672
2444 | 1987-04-12 19:00 | 0 | 0 | 0 | 16.1 | 4.1 | -9900
2445 | 1987-04-12 20:00 | 0 | 0 | 0 | 16.1 | 3.1 | -9900
2446 | 1987-04-12 21:00 | 0 | 0 | 0 | 15.6 | 2.6 | -9900
2447 | 1987-04-12 22:00 | 0 | 0 | 0 | 15.6 | 2.1 | -9900
2448 | 1987-04-12 23:00 | 0 | 0 | 0 | 15.6 | 1.5 | -9900
2449 | 1987-04-13 | 0 | 0 | 0 | 14.4 | 2.1 | -9900
2450 | 1987-04-13 01:00 | 0 | 0 | 0 | 14.4 | 1.5 | -9900
2451 | 1987-04-13 02:00 | 0 | 0 | 0 | 13.9 | 1.5 | -9900
2452 | 1987-04-13 03:00 | 0 | 0 | 0 | 13.9 | 0 | -9900
2453 | 1987-04-13 04:00 | 0 | 0 | 0 | 13.3 | 2.6 | -9900
2454 | 1987-04-13 05:00 | 21 | 43 | 16 | 13.9 | 0 | -9900 | 0.82688 | 79.8518 | 89.3326 | 0 |  | 21 | 0.66916 | 13.6546 | 0.0079911 | 0.47979 | 12.7825 | 0.0079911 | 0.053935 | 12.2295 | 0 | 12.0377 | 12.0328 | 2978.81 | 14.6244 | 2027.31 | 2087.36 | 2075.58 | 2075.58 | 2046.52 | 2046.46 | 1494.25 | 0 | 0 | 0.090442 | 0 | 2046.36 | 950 | 1943.89 | 1934.1714
2455 | 1987-04-13 06:00 | 153 | 410 | 59 | 15.6 | 1.5 | -9900 | 13.3723 | 87.8146 | 78.3483 | 0 |  | 153 | 81.9843 | 57.3516 | 0.058221 | 78.3057 | 53.8078 | 0.058221 | 62.656 | 51.4782 | 0 | 111.852 | 111.79 | 27670 | 21.8863 | 26260.5 | 26528.5 | 26222.8 | 26222.8 | 25855.7 | 25844.7 | 1490.38 | 0 | 0 | 13.3939 | 0 | 25831.3 | 950 | 25036.8 | 24911.6289
2456 | 1987-04-13 07:00 | 352 | 598 | 91 | 16.7 | 3.1 | -9900 | 25.9828 | 96.1008 | 65.2486 | 0 |  | 352 | 249.108 | 90.6933 | 0.13395 | 242.112 | 85.0062 | 0.13395 | 225.238 | 81.3267 | 0 | 300.433 | 300.206 | 74313.4 | 32.3962 | 73465.4 | 71328 | 71024.4 | 71024.4 | 70029.9 | 69957.4 | 1525.02 | 0 | 0 | 101.297 | 0 | 69856.1 | 949.999 | 68509.8 | 68167.2812
2457 | 1987-04-13 08:00 | 562 | 727 | 112 | 20 | 3.1 | -9900 | 38.3756 | 105.74 | 52.2618 | 0 |  | 562 | 443.056 | 113.263 | 0.21386 | 429.385 | 106.088 | 0.21386 | 415.757 | 101.496 | 0 | 506.908 | 506.393 | 125351 | 46.4766 | 125382 | 115111 | 114477 | 114477 | 112874 | 112698 | 1531.32 | 0 | 0 | 270.616 | 0 | 112427 | 950 | 110582 | 110029.0625
2458 | 1987-04-13 09:00 | 759 | 830 | 124 | 21.1 | 3.1 | -9900 | 50.0825 | 118.513 | 39.748 | 0 |  | 759 | 635.722 | 126.389 | 0.28882 | 608.227 | 118.343 | 0.28882 | 599.105 | 113.222 | 0 | 698.081 | 697.471 | 172664 | 57.5671 | 173299 | 151499 | 150852 | 150852 | 148739 | 148426 | 1512.35 | 0 | 0 | 466.642 | 0 | 147959 | 950 | 145417 | 144689.4688
2459 | 1987-04-13 10:00 | 856 | 821 | 146 | 20 | 4.1 | -9900 | 60.0675 | 137.869 | 28.5627 | 0 |  | 856 | 718.75 | 149.575 | 0.32573 | 670.939 | 140.002 | 0.32573 | 666.313 | 133.943 | 0 | 784.251 | 783.005 | 193834 | 59.1183 | 194536 | 168310 | 167747 | 167747 | 165397 | 164998 | 1499.19 | 0 | 0 | 555.579 | 0 | 164443 | 950 | 161564 | 160756.1875
2460 | 1987-04-13 11:00 | 959 | 886 | 152 | 20.6 | 5.2 | -9900 | 65.919 | 168.292 | 21.1482 | 0 |  | 959 | 823.949 | 154.796 | 0.36493 | 783.58 | 144.818 | 0.36493 | 780.75 | 138.551 | 0 | 900.916 | 899.636 | 222707 | 63.3509 | 223363 | 189921 | 189391 | 189391 | 186738 | 186238 | 1503.52 | 2923.95 | 0 | 683.546 | 0 | 185554 | 950 | 179269 | 178373.0156
2461 | 1987-04-13 12:00 | 945 | 890 | 143 | 21.1 | 4.1 | -9900 | 64.5404 | 203.987 | 21.7432 | 0 |  | 945 | 824.896 | 146.365 | 0.3596 | 810.861 | 136.887 | 0.3596 | 807.745 | 130.965 | 0 | 919.935 | 919.312 | 227579 | 67.028 | 228321 | 191899 | 191102 | 191102 | 188425 | 187950 | 1553.85 | 923.365 | 0 | 736.823 | 0 | 187214 | 950 | 182899 | 181984.3906
2462 | 1987-04-13 13:00 | 875 | 884 | 136 | 22.2 | 4.6 | -9900 | 56.8323 | 230.209 | 29.822 | 0 |  | 875 | 765.516 | 139.902 | 0.33296 | 765.516 | 130.8 | 0.33296 | 759.649 | 125.141 | 0 | 867.095 | 867.08 | 214663 | 64.5442 | 215517 | 183749 | 183474 | 183474 | 180905 | 180503 | 1610.61 | 0 | 0 | 725.448 | 0 | 179778 | 950 | 176564 | 175681.6562
2463 | 1987-04-13 14:00 | 731 | 846 | 123 | 21.1 | 5.2 | -9900 | 46.0564 | 246.691 | 41.2079 | 0 |  | 731 | 634.732 | 128.449 | 0.27817 | 492.665 | 120.03 | 0.27817 | 484.234 | 114.838 | 0 | 587.091 | 587.731 | 145525 | 49.0291 | 145785 | 130113 | 128388 | 128388 | 122812 | 122515 | 1449.13 | 0 | 0 | 317.89 | 6.7615 | 122190 | 942.883 | 120012 | 119412.2266
2464 | 1987-04-13 15:00 | 532 | 770 | 103 | 20.6 | 4.6 | -9900 | 34.0376 | 258.074 | 53.7796 | 0 |  | 532 | 452.402 | 107.824 | 0.20244 | 317.593 | 100.71 | 0.20244 | 305.938 | 96.3536 | 0 | 394.245 | 394.318 | 97629.7 | 39.8567 | 97268.5 | 90241 | 90059.1 | 90059.1 | 87406.6 | 87271.6 | 1507.13 | 0 | 0 | -279.161 | 0 | 87550.7 | 950 | 85978.4 | 85548.5078
2465 | 1987-04-13 16:00 | 305 | 628 | 75 | 20 | 4.1 | -9900 | 21.5401 | 267.095 | 66.7742 | 0 |  | 305 | 246.751 | 78.9234 | 0.11606 | 184.563 | 73.6458 | 0.11606 | 169.624 | 70.461 | 0 | 235.283 | 235.463 | 58294.1 | 31.7635 | 57270.3 | 55397.9 | 54967.9 | 54967.9 | 52450.9 | 52390.9 | 1369.37 | 0 | 0 | -188.953 | 0 | 52579.8 | 939.791 | 51475.5 | 51218.1172
2466 | 1987-04-13 17:00 | 91 | 318 | 42 | 18.9 | 3.1 | -9900 | 8.9408 | 275.185 | 79.8536 | 0 |  | 91 | 55.474 | 44.4451 | 0.034628 | 22.6105 | 41.3962 | 0.034628 | 16.9997 | 39.6067 | 0 | 55.4743 | 55.488 | 13737 | 21.8012 | 12409.1 | 12531 | 12380.1 | 12380.1 | 12206.8 | 12202.7 | 1204.3 | 0 | 0 | 1.5222 | 0 | 12201.2 | 947.57 | 11685.1 | 11626.7061
2467 | 1987-04-13 18:00 | 6 | 6 | 5 | 17.8 | 3.1 | -9900 | -3.4992 | 283.246 | 89.89 | 0 |  | 6 | 0.022064 | 4.8024 | 0.0022832 | 0 | 4.4914 | 0 | 0 | 4.2971 | 0 | 4.2111 | 4.2096 | 1042.14 | 18.0201 | 357.836 | 356.451 | 353.918 | 353.918 | 348.964 | 348.962 | 1414.1 | 0 | 0 | 0.0023082 | 0 | 348.959 | 950 | 331.022 | 329.3672
2468 | 1987-04-13 19:00 | 0 | 0 | 0 | 17.8 | 2.6 | -9900
2469 | 1987-04-13 20:00 | 0 | 0 | 0 | 17.8 | 2.1 | -9900
2470 | 1987-04-13 21:00 | 0 | 0 | 0 | 17.2 | 2.1 | -9900
2471 | 1987-04-13 22:00 | 0 | 0 | 0 | 16.7 | 2.1 | -9900
2472 | 1987-04-13 23:00 | 0 | 0 | 0 | 16.1 | 2.1 | -9900
2473 | 1987-04-14 | 0 | 0 | 0 | 15.6 | 3.1 | -9900
2474 | 1987-04-14 01:00 | 0 | 0 | 0 | 15.6 | 2.1 | -9900
2475 | 1987-04-14 02:00 | 0 | 0 | 0 | 15 | 2.1 | -9900
2476 | 1987-04-14 03:00 | 0 | 0 | 0 | 15 | 2.1 | -9900
2477 | 1987-04-14 04:00 | 0 | 0 | 0 | 13.9 | 2.1 | -9900
2478 | 1987-04-14 05:00 | 26 | 20 | 24 | 15 | 2.1 | -9900 | 1.0765 | 79.5824 | 89.2528 | 0 |  | 26 | 0.29963 | 22.5768 | 0.0098938 | 0.21976 | 21.1262 | 0.0098938 | 0.031574 | 20.2121 | 0 | 19.8388 | 19.8273 | 4908.43 | 16.0849 | 3824.07 | 3941.64 | 3911.75 | 3911.75 | 3856.98 | 3856.78 | 1539.41 | 0 | 0 | 0.32437 | 0 | 3856.45 | 950 | 3668.72 | 3650.3735
2479 | 1987-04-14 06:00 | 141 | 230 | 87 | 16.7 | 2.1 | -9900 | 13.6152 | 87.5315 | 78.1232 | 0 |  | 141 | 47.154 | 84.7697 | 0.053655 | 45.0628 | 79.4366 | 0.053655 | 36.268 | 75.9983 | 0 | 110.021 | 109.928 | 27211.2 | 22.7151 | 25790.3 | 25992.2 | 25795.3 | 25795.3 | 25434.2 | 25424.8 | 1523.58 | 0 | 0 | 13.7583 | 0 | 25411 | 950 | 24609.1 | 24486.0469
2480 | 1987-04-14 07:00 | 379 | 601 | 114 | 20 | 2.6 | -9900 | 26.2277 | 95.7963 | 65.0241 | 0 |  | 379 | 252.86 | 113.518 | 0.14422 | 245.76 | 106.376 | 0.14422 | 228.88 | 101.771 | 0 | 324.038 | 323.691 | 80127.9 | 37.3135 | 79374.9 | 75619.5 | 75298.6 | 75298.6 | 74244.4 | 74164.7 | 1533.75 | 0 | 0 | 114.586 | 0 | 74050.1 | 949.999 | 72668.6 | 72305.2812
2481 | 1987-04-14 08:00 | 611 | 763 | 136 | 21.7 | 4.1 | -9900 | 38.6333 | 105.407 | 52.0275 | 0 |  | 611 | 467.488 | 137.12 | 0.2325 | 453.266 | 128.446 | 0.2325 | 439.073 | 122.887 | 0 | 550.721 | 550.267 | 136213 | 49.1908 | 136414 | 123867 | 123169 | 123169 | 121444 | 121243 | 1535.05 | 0 | 0 | 313.026 | 0 | 120929 | 950 | 118924 | 118329.0703
2482 | 1987-04-14 09:00 | 738 | 786 | 135 | 23.3 | 4.1 | -9900 | 50.3682 | 118.153 | 39.4883 | 0 |  | 738 | 603.443 | 137.421 | 0.28083 | 578.839 | 128.668 | 0.28083 | 570.294 | 123.1 | 0 | 679.526 | 678.642 | 168004 | 57.2043 | 168602 | 147743 | 147086 | 147086 | 145026 | 144735 | 1525.65 | 0 | 0 | 449.861 | 0 | 144285 | 950 | 141816 | 141107.2188
2483 | 1987-04-14 10:00 | 882 | 776 | 210 | 25 | 5.2 | -9900 | 60.3992 | 137.555 | 28.254 | 0 |  | 882 | 680.007 | 214.752 | 0.33563 | 634.762 | 201.011 | 0.33563 | 630.49 | 192.313 | 0 | 806.347 | 805.755 | 199465 | 63.2896 | 200168 | 170205 | 169668 | 169668 | 167293 | 166884 | 1496.82 | 0 | 0 | 565.09 | 0 | 166319 | 950 | 163399 | 162581.5938
2484 | 1987-04-14 11:00 | 970 | 797 | 242 | 26.1 | 6.2 | -9900 | 66.2855 | 168.289 | 20.7864 | 0 |  | 970 | 742.98 | 248.646 | 0.36911 | 706.572 | 232.642 | 0.36911 | 704.111 | 222.576 | 0 | 908.153 | 907.082 | 224550 | 67.2874 | 225201 | 188336 | 187836 | 187836 | 185206 | 184714 | 1509.74 | 2019.08 | 0 | 676.64 | 0 | 184037 | 950 | 178693 | 177799.9531
2485 | 1987-04-14 12:00 | 903 | 732 | 242 | 25.6 | 8.2 | -9900 | 64.857 | 204.419 | 21.4295 | 0 |  | 903 | 679.565 | 249.853 | 0.34362 | 668.001 | 233.672 | 0.34362 | 665.511 | 223.562 | 0 | 871.292 | 870.682 | 215543 | 61.6958 | 216349 | 186474 | 185744 | 185744 | 183144 | 182702 | 1556.83 | 0 | 0 | 707.145 | 0 | 181995 | 950 | 178727 | 177833.7812
2486 | 1987-04-14 13:00 | 852 | 769 | 208 | 26.1 | 7.7 | -9900 | 57.0635 | 230.73 | 29.6087 | 0 |  | 852 | 666.765 | 215.875 | 0.32421 | 666.765 | 201.809 | 0.32421 | 661.737 | 193.078 | 0 | 837.719 | 837.642 | 207373 | 61.6251 | 208235 | 179894 | 179630 | 179630 | 177115 | 176731 | 1605.72 | 0 | 0 | 696.553 | 0 | 176035 | 950 | 172909 | 172044.375
2487 | 1987-04-14 14:00 | 686 | 691 | 188 | 25.6 | 7.2 | -9900 | 46.2318 | 247.155 | 41.0554 | 0 |  | 686 | 519.57 | 195.414 | 0.26104 | 408.443 | 182.605 | 0.26104 | 401.529 | 174.706 | 0 | 564.71 | 565.107 | 139915 | 50.1182 | 140120 | 125485 | 124165 | 124165 | 120018 | 119748 | 1435.1 | 0 | 0 | 63.5736 | 0 | 119684 | 946.686 | 117593 | 117005.1562
2488 | 1987-04-14 15:00 | 481 | 571 | 161 | 25 | 7.2 | -9900 | 34.1847 | 258.479 | 53.6558 | 0 |  | 481 | 337.168 | 167.276 | 0.18304 | 236.701 | 156.247 | 0.18304 | 228.075 | 149.489 | 0 | 370.013 | 369.981 | 91602.5 | 41.0523 | 91091.1 | 84797.6 | 84619.7 | 84619.7 | 82931.5 | 82818 | 1506.42 | 0 | 0 | -355.076 | 0 | 83173.1 | 950 | 81698.6 | 81290.1328
2489 | 1987-04-14 16:00 | 294 | 519 | 104 | 23.3 | 4.6 | -9900 | 21.6766 | 267.46 | 66.6605 | 0 |  | 294 | 203.551 | 107.744 | 0.11188 | 152.743 | 100.585 | 0.11188 | 140.481 | 96.2344 | 0 | 231.981 | 231.978 | 57431 | 34.6288 | 56362.5 | 54050.1 | 53683 | 53683 | 52345.3 | 52286.2 | 1364.13 | 0 | 0 | -102.932 | 0 | 52389.1 | 943.565 | 51257.9 | 51001.5625
2490 | 1987-04-14 17:00 | 92 | 234 | 55 | 21.1 | 3.6 | -9900 | 9.079 | 275.528 | 79.7379 | 0 |  | 92 | 41.7212 | 57.3234 | 0.035009 | 17.3434 | 53.4243 | 0.035009 | 13.128 | 51.1146 | 0 | 62.9577 | 62.9801 | 15591.6 | 24.3188 | 14221.4 | 14241.3 | 14124.6 | 14124.6 | 13926.9 | 13922.9 | 1307.43 | 0 | 0 | 2.8892 | 0 | 13920 | 950 | 13346.7 | 13279.9443
2491 | 1987-04-14 18:00 | 7 | 7 | 6 | 20 | 2.6 | -9900 | -3.3489 | 283.58 | 89.8562 | 0 |  | 7 | 0.02885 | 5.6791 | 0.0026637 | 0 | 5.3112 | 0 | 0 | 5.0814 | 0 | 4.9798 | 4.9775 | 1232.25 | 20.2662 | 496.155 | 495.642 | 490.632 | 490.632 | 483.763 | 483.759 | 1452.38 | 0 | 0 | 0.0045995 | 0 | 483.755 | 950 | 458.94 | 456.6454
2492 | 1987-04-14 19:00 | 0 | 0 | 0 | 19.4 | 1.5 | -9900
2493 | 1987-04-14 20:00 | 0 | 0 | 0 | 18.3 | 2.6 | -9900
2494 | 1987-04-14 21:00 | 0 | 0 | 0 | 17.8 | 2.1 | -9900
2495 | 1987-04-14 22:00 | 0 | 0 | 0 | 17.2 | 2.1 | -9900
2496 | 1987-04-14 23:00 | 0 | 0 | 0 | 16.7 | 2.1 | -9900
2497 | 1987-04-15 | 0 | 0 | 0 | 16.7 | 2.1 | -9900
2498 | 1987-04-15 01:00 | 0 | 0 | 0 | 16.7 | 1.5 | -9900
2499 | 1987-04-15 02:00 | 0 | 0 | 0 | 15.6 | 2.1 | -9900
2500 | 1987-04-15 03:00 | 0 | 0 | 0 | 15 | 2.1 | -9900
2501 | 1987-04-15 04:00 | 0 | 0 | 0 | 15 | 0 | -9900
2502 | 1987-04-15 05:00 | 34 | 43 | 29 | 15 | 3.1 | -9900 | 1.3235 | 79.3144 | 89.1736 | 0 |  | 34 | 0.82851 | 23.1636 | 0.012938 | 0.62004 | 21.7038 | 0.012938 | 0.10511 | 20.7645 | 0 | 20.4522 | 20.4446 | 5061.14 | 16.0689 | 3969.52 | 4092.48 | 4062.85 | 4062.85 | 4005.97 | 4005.73 | 1501.9 | 0 | 0 | 0.35076 | 0 | 4005.37 | 950 | 3811 | 3791.9431
2503 | 1987-04-15 06:00 | 160 | 390 | 67 | 17.2 | 1.5 | -9900 | 13.8552 | 87.2493 | 77.9009 | 0 |  | 160 | 81.3021 | 65.0598 | 0.060885 | 77.7236 | 61.0107 | 0.060885 | 62.9014 | 58.3696 | 0 | 118.846 | 118.805 | 29406.9 | 23.8808 | 28001.4 | 28081.9 | 27775.3 | 27775.3 | 27386.5 | 27374.5 | 1500.53 | 0 | 0 | 15.1704 | 0 | 27359.3 | 950 | 26546.7 | 26414.0117
2504 | 1987-04-15 07:00 | 369 | 546 | 126 | 20 | 3.1 | -9900 | 26.4692 | 95.4921 | 64.8029 | 0 |  | 369 | 231.808 | 125.031 | 0.14042 | 224.961 | 117.137 | 0.14042 | 209.721 | 112.067 | 0 | 315.352 | 315.127 | 78009.2 | 36.4763 | 77219.7 | 73824.5 | 73448.5 | 73448.5 | 72420.2 | 72343.5 | 1512.04 | 0 | 0 | 106.081 | 0 | 72237.5 | 949.999 | 70868.1 | 70513.7812
2505 | 1987-04-15 08:00 | 600 | 661 | 187 | 22.2 | 3.6 | -9900 | 38.8872 | 105.072 | 51.7969 | 0 |  | 600 | 406.312 | 187.895 | 0.22832 | 393.949 | 175.972 | 0.22832 | 381.776 | 168.357 | 0 | 539.13 | 538.515 | 133308 | 49.7228 | 133461 | 120962 | 120347 | 120347 | 118662 | 118470 | 1537.55 | 0 | 0 | 298.214 | 0 | 118172 | 950 | 116221 | 115640.2266
2506 | 1987-04-15 09:00 | 713 | 566 | 277 | 21.1 | 5.7 | -9900 | 50.65 | 117.791 | 39.2327 | 0 |  | 713 | 436.148 | 279.328 | 0.27132 | 418.358 | 261.495 | 0.27132 | 412.281 | 250.179 | 0 | 649.211 | 648.535 | 160552 | 51.2253 | 161073 | 145045 | 144488 | 144488 | 142465 | 142187 | 1532.6 | 0 | 0 | 435.836 | 0 | 141751 | 950 | 139340 | 138643.6875
2507 | 1987-04-15 10:00 | 897 | 764 | 233 | 22.2 | 5.7 | -9900 | 60.7272 | 137.234 | 27.9496 | 0 |  | 897 | 671.643 | 237.818 | 0.34134 | 627.254 | 222.594 | 0.34134 | 623.132 | 212.962 | 0 | 819.372 | 818.775 | 202690 | 60.2332 | 203392 | 175387 | 174792 | 174792 | 172345 | 171914 | 1495.38 | 0 | 0 | 602.014 | 0 | 171312 | 950 | 168277 | 167435.625
2508 | 1987-04-15 11:00 | 825 | 599 | 277 | 21.1 | 7.2 | -9900 | 66.6493 | 168.283 | 20.4278 | 0 |  | 825 | 559.045 | 283.772 | 0.31394 | 531.646 | 265.501 | 0.31394 | 529.861 | 254.013 | 0 | 768.196 | 767.558 | 190010 | 54.4019 | 190745 | 169277 | 168823 | 168823 | 166460 | 166070 | 1509.35 | 0 | 0 | 553.109 | 0 | 165517 | 950 | 162623 | 161809.7031
2509 | 1987-04-15 12:00 | 854 | 628 | 285 | 20.6 | 6.2 | -9900 | 65.1706 | 204.855 | 21.1193 | 0 |  | 854 | 584.721 | 293.103 | 0.32497 | 574.77 | 274.12 | 0.32497 | 572.692 | 262.26 | 0 | 818.253 | 817.722 | 202434 | 57.7299 | 203257 | 178287 | 177625 | 177625 | 175138 | 174739 | 1564.98 | 0 | 0 | 655.444 | 0 | 174084 | 950 | 171001 | 170146.0625
2510 | 1987-04-15 13:00 | 816 | 694 | 234 | 23.3 | 4.1 | -9900 | 57.2917 | 231.252 | 29.3987 | 0 |  | 816 | 602.269 | 242.174 | 0.31051 | 602.269 | 226.396 | 0.31051 | 597.798 | 216.601 | 0 | 798.112 | 797.976 | 197553 | 63.1662 | 198397 | 170219 | 169959 | 169959 | 167580 | 167233 | 1599.41 | 0 | 0 | 622.441 | 0 | 166610 | 950 | 163700 | 162881.9062
2511 | 1987-04-15 14:00 | 614 | 557 | 211 | 23.3 | 5.2 | -9900 | 46.4049 | 247.618 | 40.9053 | 0 |  | 614 | 420.195 | 218.636 | 0.23365 | 335.115 | 204.312 | 0.23365 | 329.505 | 195.474 | 0 | 514.48 | 514.411 | 127359 | 47.7449 | 127405 | 115577 | 114232 | 114232 | 111576 | 111354 | 1439.57 | 0 | 0 | 90.4464 | 0 | 111264 | 949.537 | 109369 | 108822.4531
2512 | 1987-04-15 15:00 | 496 | 534 | 196 | 23.3 | 3.6 | -9900 | 34.3302 | 258.881 | 53.5335 | 0 |  | 496 | 315.829 | 202.001 | 0.18874 | 221.803 | 188.706 | 0.18874 | 213.776 | 180.544 | 0 | 386.433 | 386.546 | 95703.1 | 43.0559 | 95246.1 | 87941.1 | 87749.8 | 87749.8 | 86244.9 | 86126.9 | 1517.91 | 0 | 0 | -122.884 | 0 | 86249.8 | 950 | 84749.2 | 84325.4141
2513 | 1987-04-15 16:00 | 280 | 430 | 121 | 20.6 | 5.2 | -9900 | 21.8122 | 267.823 | 66.5476 | 0 |  | 280 | 170.105 | 125.031 | 0.10655 | 128.101 | 116.73 | 0.10655 | 117.902 | 111.681 | 0 | 224.991 | 224.986 | 55699.2 | 31.2914 | 54590.3 | 53097.2 | 52760.2 | 52760.2 | 51804 | 51750.2 | 1383.96 | 0 | 0 | 39.7732 | 0 | 51710.4 | 946.892 | 50578.3 | 50325.4336
2514 | 1987-04-15 17:00 | 89 | 213 | 55 | 18.3 | 3.6 | -9900 | 9.2168 | 275.868 | 79.6225 | 0 |  | 89 | 38.19 | 57.282 | 0.033867 | 16.1113 | 53.3865 | 0.033867 | 12.2656 | 51.0784 | 0 | 62.0771 | 62.0949 | 15372.9 | 21.4736 | 14003.2 | 14175.5 | 14062.6 | 14062.6 | 13865.7 | 13861.9 | 1320.78 | 0 | 0 | 2.9644 | 0 | 13858.9 | 950 | 13287.6 | 13221.1318
2515 | 1987-04-15 18:00 | 9 | 14 | 8 | 17.2 | 3.6 | -9900 | -3.1988 | 283.911 | 89.8082 | 0 |  | 9 | 0.038471 | 7.3553 | 0.0034248 | 0 | 6.8782 | 0 | 0 | 6.5806 | 0 | 6.449 | 6.4469 | 1596.03 | 17.5295 | 793.836 | 799.4 | 791.37 | 791.37 | 780.291 | 780.282 | 1474.98 | 0 | 0 | 0.012181 | 0 | 780.27 | 950 | 740.424 | 736.7215
2516 | 1987-04-15 19:00 | 0 | 0 | 0 | 17.2 | 0 | -9900
2517 | 1987-04-15 20:00 | 0 | 0 | 0 | 17.2 | 1.5 | -9900
2518 | 1987-04-15 21:00 | 0 | 0 | 0 | 17.2 | 2.1 | -9900
2519 | 1987-04-15 22:00 | 0 | 0 | 0 | 16.7 | 3.1 | -9900
2520 | 1987-04-15 23:00 | 0 | 0 | 0 | 16.1 | 2.1 | -9900
2521 | 1987-04-16 | 0 | 0 | 0 | 15.6 | 2.1 | -9900
2522 | 1987-04-16 01:00 | 0 | 0 | 0 | 15 | 3.1 | -9900
2523 | 1987-04-16 02:00 | 0 | 0 | 0 | 14.4 | 3.6 | -9900
2524 | 1987-04-16 03:00 | 0 | 0 | 0 | 13.9 | 2.1 | -9900
2525 | 1987-04-16 04:00 | 0 | 0 | 0 | 13.3 | 1.5 | -9900
2526 | 1987-04-16 05:00 | 14 | 5 | 13 | 13.3 | 2.1 | -9900 | 1.5677 | 79.0476 | 89.0953 | 0 |  | 14 | 0.18139 | 13.8523 | 0.0053274 | 0.13752 | 12.949 | 0.0053274 | 0.02619 | 12.3888 | 0 | 12.1667 | 12.1644 | 3011.48 | 13.9656 | 2056.68 | 2121.76 | 2109.92 | 2109.92 | 2080.38 | 2080.32 | 1523.16 | 0 | 0 | 0.090396 | 0 | 2080.23 | 950 | 1976.09 | 1966.2069
2527 | 1987-04-16 06:00 | 179 | 396 | 83 | 14.4 | 2.1 | -9900 | 14.0921 | 86.9681 | 77.6816 | 0 |  | 179 | 84.0154 | 80.6349 | 0.068115 | 80.1778 | 75.6022 | 0.068115 | 65.2163 | 72.3295 | 0 | 134.795 | 134.616 | 33320.6 | 21.766 | 31934.8 | 32279 | 31922.3 | 31922.3 | 31475.4 | 31459.5 | 1497.85 | 0 | 0 | 19.6698 | 0 | 31439.9 | 950 | 30592 | 30439.0859
2528 | 1987-04-16 07:00 | 130 | 1 | 129 | 15 | 3.1 | -9900 | 26.7074 | 95.1883 | 64.5849 | 0 |  | 130 | 0.9537 | 127.706 | 0.049469 | 0.92414 | 119.461 | 0.049469 | 0.86238 | 114.292 | 0 | 112.851 | 112.806 | 27926.5 | 20.898 | 26500.7 | 26903.4 | 26818.5 | 26818.5 | 26443 | 26434 | 1571.23 | 0 | 0 | 15.2964 | 0 | 26418.8 | 950 | 25593 | 25464.9941
2529 | 1987-04-16 08:00 | 560 | 542 | 218 | 17.8 | 3.1 | -9900 | 39.1375 | 104.737 | 51.57 | 0 |  | 560 | 336.334 | 218.22 | 0.2131 | 326.321 | 204.348 | 0.2131 | 316.369 | 195.504 | 0 | 501.636 | 501.161 | 124061 | 44.0031 | 124064 | 115153 | 114576 | 114576 | 112971 | 112797 | 1541.91 | 0 | 0 | 269.882 | 0 | 112527 | 950 | 110684 | 110130.4844
2530 | 1987-04-16 09:00 | 782 | 722 | 222 | 20 | 2.6 | -9900 | 50.9277 | 117.426 | 38.9815 | 0 |  | 782 | 559.97 | 224.777 | 0.29757 | 537.123 | 210.452 | 0.29757 | 529.443 | 201.344 | 0 | 716.172 | 715.449 | 177114 | 58.2678 | 177784 | 155101 | 154474 | 154474 | 152311 | 151992 | 1530.75 | 0 | 0 | 497.065 | 0 | 151494 | 950 | 148884 | 148139.4688
2531 | 1987-04-16 10:00 | 845 | 764 | 178 | 22.8 | 3.6 | -9900 | 61.0513 | 136.907 | 27.6495 | 0 |  | 845 | 674.412 | 181.643 | 0.32155 | 632.004 | 170.006 | 0.32155 | 627.945 | 162.649 | 0 | 774.783 | 774.086 | 191627 | 62.3626 | 192334 | 164191 | 163283 | 163283 | 160997 | 160620 | 1497.14 | 0 | 0 | 527.664 | 0 | 160092 | 950 | 157313 | 156526.6875
2532 | 1987-04-16 11:00 | 796 | 590 | 254 | 20 | 4.1 | -9900 | 67.0101 | 168.275 | 20.0722 | 0 |  | 796 | 552.699 | 260.616 | 0.3029 | 525.606 | 243.837 | 0.3029 | 523.905 | 233.287 | 0 | 742.048 | 741.322 | 183517 | 57.0358 | 184225 | 161543 | 161109 | 161109 | 158853 | 158500 | 1516.05 | 0 | 0 | 506.138 | 0 | 157994 | 950 | 155270 | 154493.5938
2533 | 1987-04-16 12:00 | 880 | 653 | 287 | 21.1 | 3.6 | -9900 | 65.4809 | 205.295 | 20.8126 | 0 |  | 880 | 609.116 | 295.048 | 0.33487 | 598.748 | 275.937 | 0.33487 | 596.65 | 263.999 | 0 | 843.436 | 842.928 | 208674 | 64.181 | 209496 | 178530 | 177873 | 177873 | 175382 | 174979 | 1562.25 | 0 | 0 | 649.307 | 0 | 174330 | 950 | 171241 | 170384.5938
2534 | 1987-04-16 13:00 | 831 | 828 | 134 | 21.1 | 4.6 | -9900 | 57.5167 | 231.775 | 29.1923 | 0 |  | 831 | 720.912 | 139.402 | 0.31622 | 720.912 | 130.318 | 0.31622 | 715.644 | 124.68 | 0 | 823.518 | 823.449 | 203861 | 61.3134 | 204718 | 177083 | 176801 | 176801 | 174324 | 173941 | 1589.98 | 0 | 0 | 662.783 | 0 | 173278 | 950 | 170216 | 169364.8906
2535 | 1987-04-16 14:00 | 735 | 850 | 119 | 18.3 | 4.6 | -9900 | 46.5757 | 248.079 | 40.7576 | 0 |  | 735 | 641.89 | 124.241 | 0.27969 | 519.242 | 116.095 | 0.27969 | 510.644 | 111.073 | 0 | 609.283 | 609.81 | 150973 | 48.0803 | 151309 | 135905 | 133845 | 133845 | 128735 | 128424 | 1449.27 | 0 | 0 | 119.855 | 0 | 128304 | 943.995 | 126041 | 125410.6172
2536 | 1987-04-16 15:00 | 338 | 314 | 161 | 18.3 | 4.1 | -9900 | 34.4744 | 259.282 | 53.4125 | 0 |  | 338 | 186.184 | 166.335 | 0.12862 | 131.083 | 155.38 | 0.12862 | 126.373 | 148.659 | 0 | 269.532 | 269.285 | 66669 | 31.7532 | 65721.8 | 63741.5 | 63534.4 | 63534.4 | 62644.8 | 62582.5 | 1500.29 | 0 | 0 | 77.6696 | 0 | 62504.8 | 950 | 61255.7 | 60949.4492
2537 | 1987-04-16 16:00 | 268 | 469 | 94 | 17.2 | 4.1 | -9900 | 21.947 | 268.183 | 66.4354 | 0 |  | 268 | 185.899 | 98.2228 | 0.10198 | 140.59 | 91.6738 | 0.10198 | 129.489 | 87.7092 | 0 | 212.854 | 212.939 | 52715.2 | 27.8383 | 51580.7 | 50781.6 | 50432.5 | 50432.5 | 49154.5 | 49103.5 | 1366.37 | 0 | 0 | -77.0983 | 0 | 49180.6 | 942.773 | 48085.5 | 47845.0234
2538 | 1987-04-16 17:00 | 90 | 211 | 56 | 15.6 | 4.1 | -9900 | 9.3542 | 276.205 | 79.5073 | 0 |  | 90 | 38.0467 | 58.2605 | 0.034248 | 16.088 | 54.3004 | 0.034248 | 12.3335 | 51.9528 | 0 | 63.0006 | 63.021 | 15601.7 | 18.7485 | 14229.1 | 14550.3 | 14450.4 | 14450.4 | 14248.1 | 14244.1 | 1329.24 | 0 | 0 | 3.1691 | 0 | 14240.9 | 950 | 13657.9 | 13589.6211
2539 | 1987-04-16 18:00 | 5 | 3 | 5 | 15 | 2.6 | -9900 | -3.0487 | 284.239 | 89.7603 | 0 |  | 5 | 0 | 5.0703 | 0.0019027 | 0 | 4.7422 | 0 | 0 | 4.5371 | 0 | 4.4463 | 4.4433 | 1100 | 15.2377 | 397.834 | 395.825 | 392.556 | 392.556 | 387.06 | 387.058 | 1434.9 | 0 | 0 | 0.0028999 | 0 | 387.055 | 950 | 367.171 | 365.3356
2540 | 1987-04-16 19:00 | 0 | 0 | 0 | 15 | 3.6 | -9900
2541 | 1987-04-16 20:00 | 0 | 0 | 0 | 15 | 3.1 | -9900
2542 | 1987-04-16 21:00 | 0 | 0 | 0 | 15 | 2.6 | -9900
2543 | 1987-04-16 22:00 | 0 | 0 | 0 | 15 | 1.5 | -9900
2544 | 1987-04-16 23:00 | 0 | 0 | 0 | 15 | 3.1 | -9900
2545 | 1987-04-17 | 0 | 0 | 0 | 14.4 | 3.1 | -9900
2546 | 1987-04-17 01:00 | 0 | 0 | 0 | 14.4 | 2.1 | -9900
2547 | 1987-04-17 02:00 | 0 | 0 | 0 | 13.9 | 2.1 | -9900
2548 | 1987-04-17 03:00 | 0 | 0 | 0 | 13.9 | 2.1 | -9900
2549 | 1987-04-17 04:00 | 0 | 0 | 0 | 13.9 | 3.1 | -9900
2550 | 1987-04-17 05:00 | 24 | 1 | 24 | 14.4 | 3.6 | -9900 | 1.809 | 78.7823 | 89.0179 | 0 |  | 24 | 0 | 21.6526 | 0.0091327 | 0 | 20.2698 | 0.0091327 | 0 | 19.3927 | 0 | 19.0049 | 18.9977 | 4703.05 | 15.371 | 3630.7 | 3750.04 | 3721.95 | 3721.95 | 3669.84 | 3669.65 | 1490.06 | 0 | 0 | 0.28057 | 0 | 3669.37 | 950 | 3490.23 | 3472.78
2551 | 1987-04-17 06:00 | 83 | 6 | 82 | 14.4 | 3.6 | -9900 | 14.3259 | 86.6878 | 77.4653 | 0 |  | 83 | 0.87606 | 80.815 | 0.031584 | 0.83617 | 75.6135 | 0.031584 | 0.68353 | 72.3418 | 0 | 71.5648 | 71.5355 | 17709.6 | 18.0561 | 16301.1 | 16725.9 | 16663.5 | 16663.5 | 16430.2 | 16426.7 | 1568.27 | 0 | 0 | 5.9139 | 0 | 16420.8 | 950 | 15781 | 15702.0703
2552 | 1987-04-17 07:00 | 202 | 8 | 199 | 15 | 0 | -9900 | 26.942 | 94.8848 | 64.3704 | 0 |  | 202 | 2.8604 | 196.556 | 0.076867 | 2.7724 | 183.918 | 0.076867 | 2.5896 | 175.96 | 0 | 174.979 | 174.887 | 43295.8 | 25.5291 | 41989.9 | 41892.2 | 41775.2 | 41775.2 | 41190.4 | 41168.1 | 1559.12 | 0 | 0 | 36.9772 | 0 | 41131.1 | 950 | 40189.5 | 39988.5352
2553 | 1987-04-17 08:00 | 326 | 4 | 324 | 16.1 | 3.1 | -9900 | 39.3838 | 104.401 | 51.3471 | 0 |  | 326 | 1.9661 | 321.134 | 0.12405 | 1.9076 | 300.472 | 0.12405 | 1.8501 | 287.47 | 0 | 283.534 | 283.429 | 70166.6 | 30.919 | 69239.6 | 67694.8 | 67520.6 | 67520.6 | 66575.3 | 66518.1 | 1564.05 | 0 | 0 | 96.935 | 0 | 66421.2 | 950 | 65092.6 | 64767.1445
2554 | 1987-04-17 09:00 | 343 | 10 | 335 | 16.1 | 2.6 | -9900 | 51.2012 | 117.058 | 38.7346 | 0 |  | 343 | 7.9965 | 332.909 | 0.13052 | 7.6701 | 311.43 | 0.13052 | 7.5621 | 297.955 | 0 | 299.407 | 299.276 | 74089.6 | 32.1077 | 73226.5 | 71274.1 | 71095.6 | 71095.6 | 70100.3 | 70037.9 | 1584.79 | 0 | 0 | 108.452 | 0 | 69929.4 | 949.999 | 68566.4 | 68223.5938
2555 | 1987-04-17 10:00 | 365 | 6 | 360 | 16.1 | 4.6 | -9900 | 61.3714 | 136.575 | 27.3539 | 0 |  | 365 | 5.0536 | 358.401 | 0.13889 | 4.7509 | 335.247 | 0.13889 | 4.7211 | 320.742 | 0 | 318.954 | 318.794 | 78921.8 | 31.6684 | 78139.1 | 76189.3 | 75996.8 | 75996.8 | 74932.8 | 74862.1 | 1582.6 | 0 | 0 | 123.916 | 0 | 74738.2 | 949.999 | 73334.2 | 72967.5
2556 | 1987-04-17 11:00 | 428 | 3 | 425 | 16.7 | 3.6 | -9900 | 67.3679 | 168.263 | 19.72 | 0 |  | 428 | 3.058 | 424.061 | 0.16287 | 2.9123 | 396.638 | 0.16287 | 2.9033 | 379.477 | 0 | 374.732 | 374.651 | 92749.9 | 35.8479 | 92205.4 | 88480.2 | 88269.3 | 88269.3 | 87033.5 | 86936.7 | 1573.2 | 0 | 0 | 165.522 | 0 | 86771.2 | 949.999 | 85297.4 | 84870.8906
2557 | 1987-04-17 12:00 | 432 | 2 | 431 | 16.7 | 4.6 | -9900 | 65.7879 | 205.74 | 20.5094 | 0 |  | 432 | 1.0267 | 430.626 | 0.16439 | 1.0092 | 402.738 | 0.16439 | 1.0058 | 385.313 | 0 | 378.593 | 378.488 | 93699.5 | 35.1836 | 93171.6 | 89643.5 | 89423.7 | 89423.7 | 88171.6 | 88073.5 | 1581.1 | 0 | 0 | 170.193 | 0 | 87903.4 | 949.999 | 86425.2 | 85993.125
2558 | 1987-04-17 13:00 | 369 | 2 | 367 | 16.1 | 4.1 | -9900 | 57.7386 | 232.298 | 28.9893 | 0 |  | 369 | 2.0676 | 366.626 | 0.14042 | 2.0676 | 342.85 | 0.14042 | 2.0527 | 328.017 | 0 | 323.468 | 323.338 | 80046.4 | 32.2537 | 79282.5 | 77134.9 | 76938.4 | 76938.4 | 75861.2 | 75787.6 | 1566.4 | 0 | 0 | 125.117 | 0 | 75662.5 | 949.999 | 74250.2 | 73878.9609
2559 | 1987-04-17 14:00 | 329 | 0 | 329 | 16.1 | 3.6 | -9900 | 46.7443 | 248.538 | 40.6122 | 0 |  | 329 | 0 | 328.872 | 0.12519 | 0 | 307.509 | 0.12519 | 0 | 294.205 | 0 | 288.321 | 288.161 | 71337.9 | 30.8275 | 70429.3 | 68891.3 | 68717.1 | 68717.1 | 67755 | 67696.9 | 1580.01 | 0 | 0 | 100.791 | 0 | 67596.1 | 949.999 | 66252.9 | 65921.6406
2560 | 1987-04-17 15:00 | 284 | 1 | 283 | 16.1 | 3.6 | -9900 | 34.617 | 259.679 | 53.293 | 0 |  | 284 | 1.051 | 283.319 | 0.10807 | 0.74313 | 264.864 | 0.10807 | 0.71664 | 253.406 | 0 | 249.04 | 248.958 | 61632.8 | 28.8239 | 60572 | 59694.3 | 59544 | 59544 | 58710.4 | 58666.3 | 1570.09 | 0 | 0 | 75.411 | 0 | 58590.8 | 950 | 57352.9 | 57066.1289
2561 | 1987-04-17 16:00 | 173 | 1 | 172 | 15.6 | 4.1 | -9900 | 22.0809 | 268.54 | 66.324 | 0 |  | 173 | 1.067 | 172.116 | 0.065832 | 0.80949 | 160.874 | 0.065832 | 0.74608 | 153.915 | 0 | 151.567 | 151.52 | 37510.9 | 23.1698 | 36146.3 | 36384.9 | 36276.8 | 36276.8 | 35768.9 | 35752.5 | 1566.84 | 0 | 0 | 27.8732 | 0 | 35724.7 | 950 | 34859.5 | 34685.168
2562 | 1987-04-17 17:00 | 60 | 0 | 60 | 15 | 3.1 | -9900 | 9.4913 | 276.539 | 79.3924 | 0 |  | 60 | 0 | 59.9107 | 0.022832 | 0 | 55.9886 | 0.022832 | 0 | 53.5666 | 0 | 52.4953 | 52.4698 | 12989.7 | 17.7434 | 11639.8 | 11957.7 | 11908.5 | 11908.5 | 11741.8 | 11740 | 1560.68 | 0 | 0 | 2.9931 | 0 | 11737.1 | 950 | 11236.6 | 11180.46
2563 | 1987-04-17 18:00 | 9 | 0 | 9 | 15 | 3.1 | -9900 | -2.8987 | 284.563 | 89.7123 | 0 |  | 9 | 0 | 8.5599 | 0.0034248 | 0 | 8.0046 | 0 | 0 | 7.6583 | 0 | 7.5051 | 7.5017 | 1857.14 | 15.3922 | 1019.13 | 1034.52 | 1025.92 | 1025.92 | 1011.56 | 1011.54 | 1470.18 | 0 | 0 | 0.02038 | 0 | 1011.52 | 950 | 960.049 | 955.2488
2564 | 1987-04-17 19:00 | 0 | 0 | 0 | 14.4 | 2.1 | -9900
2565 | 1987-04-17 20:00 | 0 | 0 | 0 | 15 | 1.5 | -9900
2566 | 1987-04-17 21:00 | 0 | 0 | 0 | 15 | 2.6 | -9900
2567 | 1987-04-17 22:00 | 0 | 0 | 0 | 15 | 2.6 | -9900
2568 | 1987-04-17 23:00 | 0 | 0 | 0 | 15 | 1.5 | -9900
2569 | 1987-04-18 | 0 | 0 | 0 | 15.6 | 3.1 | -9900
2570 | 1987-04-18 01:00 | 0 | 0 | 0 | 15 | 2.1 | -9900
2571 | 1987-04-18 02:00 | 0 | 0 | 0 | 15 | 3.1 | -9900
2572 | 1987-04-18 03:00 | 0 | 0 | 0 | 14.4 | 3.6 | -9900
2573 | 1987-04-18 04:00 | 0 | 0 | 0 | 14.4 | 2.6 | -9900
2574 | 1987-04-18 05:00 | 23 | 0 | 23 | 14.4 | 4.1 | -9900 | 2.0473 | 78.5183 | 88.9289 | 0 |  | 23 | 0 | 21.1877 | 0.0087522 | 0 | 19.8323 | 0.0087522 | 0 | 18.9741 | 0 | 18.5946 | 18.5918 | 4602.66 | 15.3288 | 3536.23 | 3652.45 | 3624.55 | 3624.55 | 3573.8 | 3573.6 | 1459.27 | 0 | 0 | 0.25243 | 0 | 3573.35 | 950 | 3398.62 | 3381.6306
2575 | 1987-04-18 06:00 | 95 | 1 | 95 | 14.4 | 5.7 | -9900 | 14.5564 | 86.4085 | 77.2522 | 0 |  | 95 | 0 | 93.4185 | 0.03615 | 0 | 87.4195 | 0.03615 | 0 | 83.6368 | 0 | 81.964 | 81.9479 | 20287.5 | 18.2066 | 18863.3 | 19343.5 | 19276.3 | 19276.3 | 19006.4 | 19001.6 | 1552.34 | 0 | 0 | 7.8638 | 0 | 18993.8 | 950 | 18291.5 | 18200
2576 | 1987-04-18 07:00 | 218 | 0 | 218 | 15 | 4.6 | -9900 | 27.1731 | 94.5819 | 64.1593 | 0 |  | 218 | 0 | 215.192 | 0.082956 | 0 | 201.37 | 0.082956 | 0 | 192.656 | 0 | 188.803 | 188.722 | 46720.2 | 24.2163 | 45454.3 | 45571.4 | 45448.8 | 45448.8 | 44812.5 | 44786.5 | 1567.03 | 0 | 0 | 44.0226 | 0 | 44742.4 | 950 | 43738.1 | 43519.4258
2577 | 1987-04-18 08:00 | 294 | 1 | 294 | 15.6 | 4.1 | -9900 | 39.6262 | 104.065 | 51.1281 | 0 |  | 294 | 0 | 291.413 | 0.11188 | 0 | 272.646 | 0.11188 | 0 | 260.849 | 0 | 255.632 | 255.507 | 63254 | 28.3649 | 62218.1 | 61419.7 | 61271.4 | 61271.4 | 60413.6 | 60365.8 | 1556.96 | 0 | 0 | 79.0974 | 0 | 60286.7 | 949.999 | 59030.1 | 58734.9141
2578 | 1987-04-18 09:00 | 361 | 1 | 361 | 16.1 | 3.1 | -9900 | 51.4704 | 116.688 | 38.4922 | 0 |  | 361 | 0 | 358.789 | 0.13737 | 0 | 335.649 | 0.13737 | 0 | 321.126 | 0 | 314.704 | 314.559 | 77873.5 | 32.5467 | 77073.1 | 74894.2 | 74705.2 | 74705.2 | 73659.3 | 73590.5 | 1582.46 | 0 | 0 | 119.005 | 0 | 73471.5 | 949.999 | 72078.5 | 71718.0781
2579 | 1987-04-18 10:00 | 638 | 346 | 334 | 16.7 | 5.2 | -9900 | 61.6873 | 136.236 | 27.0629 | 0 |  | 638 | 307.14 | 337.036 | 0.24278 | 288.738 | 315.382 | 0.24278 | 286.968 | 301.736 | 0 | 576.93 | 576.54 | 142728 | 44.0973 | 143018 | 132618 | 132067 | 132067 | 130218 | 129982 | 1514.07 | 0 | 0 | 353.03 | 0 | 129629 | 950 | 127464 | 126826.3359
2580 | 1987-04-18 11:00 | 657 | 194 | 478 | 17.2 | 5.2 | -9900 | 67.7225 | 168.247 | 19.3712 | 0 |  | 657 | 182.387 | 482.222 | 0.25001 | 174.21 | 451.101 | 0.25001 | 173.687 | 431.583 | 0 | 593.164 | 592.635 | 146712 | 45.3621 | 147064 | 135870 | 135467 | 135467 | 133571 | 133337 | 1552.52 | 0 | 0 | 377.162 | 0 | 132960 | 950 | 130741 | 130087.0781
2581 | 1987-04-18 12:00 | 705 | 180 | 541 | 16.7 | 4.6 | -9900 | 66.0915 | 206.189 | 20.21 | 0 |  | 705 | 168.311 | 547.604 | 0.26827 | 165.685 | 512.135 | 0.26827 | 165.139 | 489.977 | 0 | 642.014 | 641.677 | 158852 | 48.0365 | 159371 | 145749 | 145379 | 145379 | 143343 | 143081 | 1571.13 | 0 | 0 | 445.434 | 0 | 142635 | 950 | 140237 | 139536.25
2582 | 1987-04-18 13:00 | 703 | 422 | 346 | 17.2 | 6.7 | -9900 | 57.9574 | 232.822 | 28.7897 | 0 |  | 703 | 368.884 | 354.707 | 0.26751 | 368.884 | 331.613 | 0.26751 | 366.27 | 317.267 | 0 | 669.866 | 669.783 | 165817 | 46.9284 | 166424 | 152988 | 152700 | 152700 | 150561 | 150276 | 1582.96 | 0 | 0 | 493.533 | 0 | 149782 | 950 | 147244 | 146508.125
2583 | 1987-04-18 14:00 | 497 | 341 | 249 | 17.2 | 5.7 | -9900 | 46.9107 | 248.995 | 40.4692 | 0 |  | 497 | 258.112 | 254.012 | 0.18912 | 215.062 | 237.423 | 0.18912 | 211.578 | 227.152 | 0 | 429.955 | 430.092 | 106479 | 37.1784 | 106185 | 101062 | 100368 | 100368 | 98957.5 | 98797.6 | 1441.28 | 0 | 0 | 182.039 | 0 | 98615.6 | 950 | 96982 | 96497.0781
2584 | 1987-04-18 15:00 | 354 | 152 | 268 | 16.1 | 6.7 | -9900 | 34.7583 | 260.074 | 53.1748 | 0 |  | 354 | 90.3152 | 271.656 | 0.13471 | 64.2196 | 253.867 | 0.13471 | 61.9472 | 242.885 | 0 | 298.736 | 298.658 | 73939.1 | 29.356 | 73080.5 | 71795.8 | 71590.2 | 71590.2 | 70587.9 | 70508.7 | 1474.81 | 0 | 0 | 92.8595 | 0 | 70415.9 | 950 | 69066.6 | 68721.2891
2585 | 1987-04-18 16:00 | 128 | 14 | 123 | 15.6 | 4.6 | -9900 | 22.2141 | 268.894 | 66.2132 | 0 |  | 128 | 5.3278 | 122.517 | 0.048708 | 4.055 | 114.549 | 0.048708 | 3.7399 | 109.593 | 0 | 111.066 | 111.023 | 27485.3 | 21.0219 | 26058.4 | 26441.6 | 26352.6 | 26352.6 | 25983.7 | 25975 | 1567.78 | 0 | 0 | 14.8162 | 0 | 25960.1 | 950 | 25138.7 | 25012.9902
2586 | 1987-04-18 17:00 | 57 | 5 | 57 | 15.6 | 4.1 | -9900 | 9.6279 | 276.87 | 79.2777 | 0 |  | 57 | 0 | 56.8369 | 0.02169 | 0 | 53.1229 | 0.02169 | 0 | 50.8248 | 0 | 49.8083 | 49.7911 | 12326.6 | 18.0875 | 10989.1 | 11274.8 | 11227.5 | 11227.5 | 11070.3 | 11068.7 | 1558.59 | 0 | 0 | 2.6584 | 0 | 11066 | 950 | 10588.6 | 10535.6348
2587 | 1987-04-18 18:00 | 3 | 0 | 3 | 15 | 3.1 | -9900 | -2.7488 | 284.884 | 89.6644 | 0 |  | 3 | 0 | 3.1325 | 0.0011416 | 0 | 2.9303 | 0 | 0 | 2.8035 | 0 | 2.7474 | 2.7467 | 679.994 | 15.1436 | 153.443 | 152.538 | 152.484 | 152.484 | 150.349 | 150.349 | 1440.94 | 0 | 0 | 0.00044028 | 0 | 150.348 | 950 | 142.597 | 141.884
2588 | 1987-04-18 19:00 | 0 | 0 | 0 | 15 | 4.1 | -9900
2589 | 1987-04-18 20:00 | 0 | 0 | 0 | 15 | 5.2 | -9900
2590 | 1987-04-18 21:00 | 0 | 0 | 0 | 15.6 | 4.6 | -9900
2591 | 1987-04-18 22:00 | 0 | 0 | 0 | 15 | 4.6 | -9900
2592 | 1987-04-18 23:00 | 0 | 0 | 0 | 15 | 3.6 | -9900
2593 | 1987-04-19 | 0 | 0 | 0 | 15 | 4.1 | -9900
2594 | 1987-04-19 01:00 | 0 | 0 | 0 | 15 | 4.1 | -9900
2595 | 1987-04-19 02:00 | 0 | 0 | 0 | 15 | 4.1 | -9900
2596 | 1987-04-19 03:00 | 0 | 0 | 0 | 15 | 3.6 | -9900
2597 | 1987-04-19 04:00 | 0 | 0 | 0 | 15 | 2.1 | -9900
2598 | 1987-04-19 05:00 | 20 | 7 | 19 | 14.4 | 2.6 | -9900 | 2.2824 | 78.2558 | 88.8386 | 0 |  | 20 | 0.23282 | 19.7739 | 0.0076106 | 0.18311 | 18.4861 | 0.0076106 | 0.045109 | 17.6863 | 0 | 17.3768 | 17.3721 | 4300.69 | 15.3292 | 3252.44 | 3357.38 | 3331.94 | 3331.94 | 3285.29 | 3285.14 | 1490.99 | 0 | 0 | 0.2199 | 0 | 3284.92 | 950 | 3123.52 | 3107.9067
2599 | 1987-04-19 06:00 | 167 | 323 | 85 | 15 | 4.1 | -9900 | 14.7836 | 86.1303 | 77.0423 | 0 |  | 167 | 71.9719 | 82.5944 | 0.063548 | 68.8342 | 77.4324 | 0.063548 | 56.7876 | 74.0805 | 0 | 128.251 | 128.146 | 31720.4 | 21.4021 | 30322.1 | 30702.5 | 30404.3 | 30404.3 | 29978.7 | 29964.4 | 1500.13 | 0 | 0 | 17.9899 | 0 | 29946.5 | 950 | 29111.2 | 28965.6758
2600 | 1987-04-19 07:00 | 368 | 453 | 161 | 15.6 | 0 | -9900 | 27.4005 | 94.2795 | 63.9519 | 0 |  | 368 | 197.267 | 159.476 | 0.14003 | 191.328 | 149.388 | 0.14003 | 179.046 | 142.922 | 0 | 315.529 | 315.318 | 78058.9 | 34.5837 | 77267.4 | 74413.9 | 73975.7 | 73975.7 | 72940.1 | 72864.2 | 1530.73 | 0 | 0 | 108.947 | 0 | 72755.3 | 949.999 | 71379.8 | 71022.8984
2601 | 1987-04-19 08:00 | 596 | 755 | 113 | 16.7 | 3.6 | -9900 | 39.8645 | 103.728 | 50.9132 | 0 |  | 596 | 474.473 | 114.114 | 0.2268 | 460.864 | 106.879 | 0.2268 | 447.331 | 102.254 | 0 | 538.593 | 538.007 | 133177 | 44.1968 | 133333 | 123574 | 122878 | 122878 | 121158 | 120958 | 1536.5 | 0 | 0 | 311.373 | 0 | 120647 | 950 | 118647 | 118054.0469
2602 | 1987-04-19 09:00 | 792 | 847 | 128 | 19.4 | 5.2 | -9900 | 51.7352 | 116.315 | 38.2543 | 0 |  | 792 | 663.205 | 130.222 | 0.30138 | 637.172 | 121.926 | 0.30138 | 628.471 | 116.65 | 0 | 730.218 | 729.157 | 180506 | 54.0497 | 181203 | 160966 | 160205 | 160205 | 157962 | 157614 | 1521.6 | 0 | 0 | 530.908 | 0 | 157084 | 950 | 154360 | 153588.3281
2603 | 1987-04-19 10:00 | 923 | 890 | 138 | 18.9 | 5.2 | -9900 | 61.9989 | 135.891 | 26.7767 | 0 |  | 923 | 792.806 | 140.025 | 0.35123 | 745.662 | 131.034 | 0.35123 | 741.195 | 125.364 | 0 | 849.228 | 848.23 | 209989 | 59.2081 | 210680 | 182281 | 181270 | 181270 | 178730 | 178267 | 1503.32 | 785.165 | 0 | 648.954 | 0 | 177618 | 950 | 173650 | 172781.7344
2604 | 1987-04-19 11:00 | 982 | 907 | 143 | 18.9 | 6.7 | -9900 | 68.074 | 168.228 | 19.0258 | 0 |  | 982 | 854.538 | 145.508 | 0.37368 | 817.419 | 136.126 | 0.37368 | 815.052 | 130.236 | 0 | 926.381 | 924.979 | 228982 | 59.9554 | 229603 | 198420 | 197379 | 197379 | 194615 | 194066 | 1498.84 | 6997.4 | 0 | 735.059 | 0 | 193331 | 950 | 182785 | 181871.3906
2605 | 1987-04-19 12:00 | 960 | 895 | 142 | 18.9 | 6.2 | -9900 | 66.3918 | 206.642 | 19.9142 | 0 |  | 960 | 839.147 | 145.11 | 0.36531 | 827.24 | 135.71 | 0.36531 | 824.598 | 129.838 | 0 | 935.347 | 934.83 | 231425 | 61.3473 | 232150 | 200320 | 200020 | 200020 | 197220 | 196710 | 1568.96 | 4824.09 | 0 | 814.776 | 0 | 195895 | 950 | 187471 | 186533.2188
2606 | 1987-04-19 13:00 | 877 | 876 | 135 | 18.9 | 6.2 | -9900 | 58.173 | 233.347 | 28.5936 | 0 |  | 877 | 766.33 | 138.665 | 0.33372 | 766.33 | 129.641 | 0.33372 | 760.981 | 124.032 | 0 | 867.313 | 867.256 | 214707 | 58.2791 | 215561 | 188949 | 188662 | 188662 | 186021 | 185585 | 1588.29 | 0 | 0 | 759.046 | 0 | 184826 | 950 | 181493 | 180585.8906
2607 | 1987-04-19 14:00 | 739 | 844 | 123 | 18.9 | 4.1 | -9900 | 47.0748 | 249.45 | 40.3284 | 0 |  | 739 | 640.739 | 128.218 | 0.28121 | 542.125 | 119.811 | 0.28121 | 533.436 | 114.628 | 0 | 635.103 | 635.188 | 157258 | 50.6334 | 157677 | 140617 | 138735 | 138735 | 133918 | 133612 | 1456.29 | 0 | 0 | -48.7665 | 0 | 133660 | 945.865 | 131361 | 130704.0547
2608 | 1987-04-19 15:00 | 544 | 775 | 103 | 18.3 | 4.1 | -9900 | 34.8982 | 260.466 | 53.058 | 0 |  | 544 | 462.759 | 107.615 | 0.20701 | 330.557 | 100.513 | 0.20701 | 318.947 | 96.1654 | 0 | 406.81 | 406.83 | 100727 | 38.6249 | 100414 | 93608.1 | 93217.6 | 93217.6 | 89787 | 89617.6 | 1431.01 | 0 | 0 | -334.401 | 0 | 89952 | 946.269 | 88348.5 | 87906.7266
2609 | 1987-04-19 16:00 | 318 | 641 | 76 | 17.2 | 4.6 | -9900 | 22.3464 | 269.245 | 66.1031 | 0 |  | 318 | 257.53 | 79.7312 | 0.12101 | 196.696 | 74.3995 | 0.12101 | 181.533 | 71.1821 | 0 | 247.661 | 247.637 | 61302.9 | 29.2935 | 60320.9 | 58922.9 | 58507.5 | 58507.5 | 56171.4 | 56103.6 | 1376.59 | 0 | 0 | -121.543 | 0 | 56225.1 | 939.355 | 55072.9 | 54797.5625
2610 | 1987-04-19 17:00 | 103 | 350 | 44 | 16.7 | 3.1 | -9900 | 9.7642 | 277.198 | 79.1632 | 0 |  | 103 | 65.3258 | 46.2991 | 0.039195 | 28.0254 | 43.1284 | 0.039195 | 21.9596 | 41.2641 | 0 | 61.9592 | 62.0363 | 15358.1 | 19.9436 | 14018.6 | 14244 | 14076.7 | 14076.7 | 13878.9 | 13872.8 | 1103.92 | 0 | 0 | 1.2645 | 0 | 13871.5 | 945.336 | 13304.1 | 13237.623
2611 | 1987-04-19 18:00 | 9 | 12 | 7 | 16.1 | 1.5 | -9900 | -2.5991 | 285.201 | 89.6165 | 0 |  | 9 | 0.15384 | 6.1908 | 0.0034248 | 0 | 5.7863 | 0 | 0 | 5.536 | 0 | 5.4252 | 5.4237 | 1342.7 | 16.405 | 583.173 | 583.503 | 577.059 | 577.059 | 568.981 | 568.976 | 1422.2 | 0 | 0 | 0.0061486 | 0 | 568.969 | 950 | 539.819 | 537.1195
2612 | 1987-04-19 19:00 | 0 | 0 | 0 | 16.1 | 3.1 | -9900
2613 | 1987-04-19 20:00 | 0 | 0 | 0 | 16.1 | 3.1 | -9900
2614 | 1987-04-19 21:00 | 0 | 0 | 0 | 15.6 | 1.5 | -9900
2615 | 1987-04-19 22:00 | 0 | 0 | 0 | 15 | 3.1 | -9900
2616 | 1987-04-19 23:00 | 0 | 0 | 0 | 14.4 | 3.1 | -9900
2617 | 1987-04-20 | 0 | 0 | 0 | 13.9 | 2.6 | -9900
2618 | 1987-04-20 01:00 | 0 | 0 | 0 | 13.3 | 1.5 | -9900
2619 | 1987-04-20 02:00 | 0 | 0 | 0 | 13.3 | 0 | -9900
2620 | 1987-04-20 03:00 | 0 | 0 | 0 | 12.8 | 1.5 | -9900
2621 | 1987-04-20 04:00 | 0 | 0 | 0 | 11.7 | 2.6 | -9900
2622 | 1987-04-20 05:00 | 43 | 233 | 17 | 13.3 | 2.1 | -9900 | 2.5144 | 77.9948 | 88.7496 | 0 |  | 43 | 6.5168 | 15.1715 | 0.016363 | 5.0409 | 14.2164 | 0.016363 | 1.3188 | 13.6011 | 0 | 14.6215 | 14.62 | 3619.19 | 14.1 | 2624.18 | 2712.73 | 2687.92 | 2687.92 | 2650.28 | 2650.08 | 1381.26 | 0 | 0 | 0.11762 | 0 | 2649.96 | 950 | 2518.83 | 2506.2312
2623 | 1987-04-20 06:00 | 213 | 687 | 36 | 14.4 | 0 | -9900 | 15.0073 | 85.8533 | 76.8357 | 0 |  | 213 | 155.489 | 35.6462 | 0.081053 | 148.916 | 33.4192 | 0.081053 | 123.369 | 31.9726 | 0 | 152.235 | 152.131 | 37653.8 | 23.5591 | 36317.2 | 36415.8 | 35851.8 | 35851.8 | 35349.9 | 35326.9 | 1463.26 | 0 | 0 | 21.9042 | 0 | 35305 | 950 | 34417.4 | 34245.3281
2624 | 1987-04-20 07:00 | 446 | 850 | 53 | 16.1 | 2.6 | -9900 | 27.6241 | 93.9778 | 63.7481 | 0 |  | 446 | 374.428 | 53.4376 | 0.16972 | 363.161 | 50.0551 | 0.16972 | 340.149 | 47.8887 | 0 | 380.277 | 379.943 | 94054.9 | 36.4224 | 93551.5 | 89373.9 | 88632.8 | 88632.8 | 87392 | 87273.4 | 1492.24 | 0 | 0 | 145.652 | 0 | 87127.7 | 949.999 | 85647.2 | 85218.9922
2625 | 1987-04-20 08:00 | 663 | 927 | 68 | 20.6 | 3.1 | -9900 | 40.0987 | 103.391 | 50.7024 | 0 |  | 663 | 584.286 | 68.9791 | 0.25229 | 567.783 | 64.587 | 0.25229 | 551.312 | 61.7919 | 0 | 600.842 | 600.173 | 148567 | 51.9799 | 148950 | 133607 | 132810 | 132810 | 130951 | 130708 | 1519.74 | 0 | 0 | 352.941 | 0 | 130355 | 950 | 128170 | 127528.8828
2626 | 1987-04-20 09:00 | 839 | 969 | 78 | 23.3 | 3.6 | -9900 | 51.9955 | 115.94 | 38.0212 | 0 |  | 839 | 759.806 | 79.3725 | 0.31927 | 730.662 | 74.2971 | 0.31927 | 720.83 | 71.082 | 0 | 776.073 | 775.257 | 191921 | 62.9224 | 192671 | 164421 | 163680 | 163680 | 161388 | 161025 | 1524.23 | 0 | 0 | 555.132 | 0 | 160470 | 950 | 157674 | 156886.0938
2627 | 1987-04-20 10:00 | 958 | 990 | 84 | 23.3 | 3.6 | -9900 | 62.3062 | 135.539 | 26.4953 | 0 |  | 958 | 882.359 | 85.6787 | 0.36455 | 830.082 | 80.178 | 0.36455 | 825.222 | 76.7086 | 0 | 883.892 | 882.711 | 218527 | 68.4142 | 219172 | 181492 | 180389 | 180389 | 177862 | 177404 | 1506.24 | 328.072 | 0 | 645.16 | 0 | 176759 | 950 | 173269 | 172402.1875
2628 | 1987-04-20 11:00 | 1014 | 999 | 87 | 25 | 4.1 | -9900 | 68.422 | 168.205 | 18.6841 | 0 |  | 1014 | 943.8 | 88.9904 | 0.38586 | 904.12 | 83.2522 | 0.38586 | 901.598 | 79.6501 | 0 | 961.623 | 960.751 | 237848 | 72.9983 | 238369 | 193610 | 192298 | 192298 | 189604 | 189081 | 1501.61 | 4619.44 | 0 | 692.231 | 0 | 188389 | 950 | 180340 | 179438.1875
2629 | 1987-04-20 12:00 | 1000 | 998 | 86 | 23.9 | 5.7 | -9900 | 66.6886 | 207.099 | 19.6222 | 0 |  | 1000 | 937.235 | 88.3582 | 0.38053 | 925.264 | 82.6341 | 0.38053 | 922.399 | 79.059 | 0 | 981.429 | 980.91 | 242835 | 69.4646 | 243447 | 202415 | 201875 | 201875 | 199048 | 198528 | 1567.61 | 5619.03 | 0 | 831.351 | 0 | 197696 | 950 | 188433 | 187490.7812
2630 | 1987-04-20 13:00 | 917 | 983 | 82 | 24.4 | 6.7 | -9900 | 58.3855 | 233.87 | 28.4009 | 0 |  | 917 | 861.967 | 84.6982 | 0.34895 | 861.967 | 79.1854 | 0.34895 | 856.039 | 75.7596 | 0 | 913.163 | 913.133 | 226063 | 64.9295 | 226875 | 193091 | 192805 | 192805 | 190106 | 189647 | 1586.47 | 287.601 | 0 | 787.792 | 0 | 188859 | 950 | 185143 | 184216.8594
2631 | 1987-04-20 14:00 | 773 | 956 | 74 | 23.9 | 7.7 | -9900 | 47.2368 | 249.903 | 40.1898 | 0 |  | 773 | 726.649 | 76.8458 | 0.29415 | 624.176 | 71.8199 | 0.29415 | 614.277 | 68.7131 | 0 | 669.33 | 670.145 | 165913 | 52.3215 | 166416 | 147507 | 145773 | 145773 | 141067 | 140727 | 1463.25 | 0 | 0 | -358.237 | 0 | 141086 | 947.098 | 138623 | 137930.2344
2632 | 1987-04-20 15:00 | 578 | 901 | 62 | 23.3 | 7.2 | -9900 | 35.0368 | 260.855 | 52.9424 | 0 |  | 578 | 541.033 | 64.7221 | 0.21995 | 388.772 | 60.4649 | 0.21995 | 375.221 | 57.8495 | 0 | 424.409 | 424.362 | 105068 | 41.7117 | 104881 | 96400.5 | 95884.3 | 95884.3 | 90883.3 | 90700.6 | 1444.98 | 0 | 0 | -239.582 | 18.1817 | 90922 | 946.313 | 89315.7 | 88869.1094
2633 | 1987-04-20 16:00 | 350 | 800 | 46 | 22.8 | 5.2 | -9900 | 22.478 | 269.593 | 65.9936 | 0 |  | 350 | 323.098 | 48.2913 | 0.13319 | 247.554 | 45.0865 | 0.13319 | 228.62 | 43.1365 | 0 | 266.321 | 266.646 | 66006.2 | 35.4711 | 65149.9 | 61969.1 | 61414.6 | 61414.6 | 57618.8 | 57545.5 | 1385.56 | 0 | 0 | -317.918 | 563.031 | 57300.4 | 943.757 | 56155.2 | 55874.4375
2634 | 1987-04-20 17:00 | 124 | 557 | 29 | 22.2 | 4.6 | -9900 | 9.9001 | 277.523 | 79.0488 | 0 |  | 124 | 104.837 | 30.8468 | 0.047186 | 45.5862 | 28.7234 | 0.047186 | 35.9145 | 27.4818 | 0 | 62.1284 | 62.0823 | 15368.7 | 25.2318 | 14097.1 | 13990.2 | 13747.1 | 13747.1 | 13008.5 | 13000.6 | 968.444 | 0 | 0 | 0.10901 | 0 | 13000.5 | 917.154 | 12478.7 | 12416.293
2635 | 1987-04-20 18:00 | 16 | 63 | 8 | 21.7 | 2.6 | -9900 | -2.4495 | 285.515 | 89.5686 | 0 |  | 16 | 0.69219 | 6.7772 | 0.0060885 | 0 | 6.3314 | 0 | 0 | 6.0575 | 0 | 5.9363 | 5.934 | 1469.04 | 22.0174 | 686.671 | 687.872 | 681.179 | 681.179 | 671.642 | 671.635 | 1455.88 | 0 | 0 | 0.0089339 | 0 | 671.626 | 950 | 637.267 | 634.0811
2636 | 1987-04-20 19:00 | 0 | 0 | 0 | 20 | 4.1 | -9900
2637 | 1987-04-20 20:00 | 0 | 0 | 0 | 20 | 2.1 | -9900
2638 | 1987-04-20 21:00 | 0 | 0 | 0 | 20 | 3.1 | -9900
2639 | 1987-04-20 22:00 | 0 | 0 | 0 | 18.9 | 2.1 | -9900
2640 | 1987-04-20 23:00 | 0 | 0 | 0 | 16.1 | 1.5 | -9900
2641 | 1987-04-21 | 0 | 0 | 0 | 16.1 | 1.5 | -9900
2642 | 1987-04-21 01:00 | 0 | 0 | 0 | 15 | 0 | -9900
2643 | 1987-04-21 02:00 | 0 | 0 | 0 | 15 | 0 | -9900
2644 | 1987-04-21 03:00 | 0 | 0 | 0 | 13.9 | 0 | -9900
2645 | 1987-04-21 04:00 | 0 | 0 | 0 | 13.3 | 0 | -9900
2646 | 1987-04-21 05:00 | 37 | 138 | 22 | 13.9 | 0 | -9900 | 2.7431 | 77.7354 | 88.6619 | 0 |  | 37 | 4.023 | 18.6548 | 0.01408 | 3.1111 | 17.4969 | 0.01408 | 0.86425 | 16.7394 | 0 | 17.2516 | 17.2335 | 4266.17 | 14.9375 | 3224.78 | 3331.96 | 3304.92 | 3304.92 | 3258.65 | 3258.43 | 1437.76 | 0 | 0 | 0.21543 | 0 | 3258.21 | 950 | 3098.43 | 3082.9375
2647 | 1987-04-21 06:00 | 202 | 578 | 51 | 17.8 | 2.1 | -9900 | 15.2275 | 85.5775 | 76.6326 | 0 |  | 202 | 132.757 | 49.4477 | 0.076867 | 127.188 | 46.3951 | 0.076867 | 105.791 | 44.3864 | 0 | 147.174 | 147.095 | 36408 | 25.8488 | 35054.5 | 34872.1 | 34384.7 | 34384.7 | 33903.3 | 33882.7 | 1475.58 | 0 | 0 | 20.7934 | 0 | 33861.9 | 950 | 32990.9 | 32825.9414
2648 | 1987-04-21 07:00 | 435 | 771 | 76 | 22.2 | 1.5 | -9900 | 27.8439 | 93.6768 | 63.5481 | 0 |  | 435 | 341.951 | 75.992 | 0.16553 | 331.739 | 71.2108 | 0.16553 | 310.981 | 68.1286 | 0 | 371.527 | 371.269 | 91908.5 | 43.0776 | 91363.5 | 85025.4 | 84364.2 | 84364.2 | 83183 | 83078.8 | 1515.92 | 0 | 0 | 135.601 | 0 | 82943.2 | 949.999 | 81498.3 | 81090.8203
2649 | 1987-04-21 08:00 | 653 | 862 | 96 | 26.7 | 2.1 | -9900 | 40.3286 | 103.054 | 50.4958 | 0 |  | 653 | 546.776 | 97.0099 | 0.24849 | 531.329 | 90.8301 | 0.24849 | 516.1 | 86.8994 | 0 | 590.939 | 590.177 | 146091 | 58.9937 | 146439 | 127480 | 126743 | 126743 | 124969 | 124753 | 1528.53 | 0 | 0 | 327.138 | 0 | 124426 | 950 | 122355 | 121742.8125
2650 | 1987-04-21 09:00 | 828 | 909 | 111 | 28.9 | 2.6 | -9900 | 52.2511 | 115.562 | 37.7928 | 0 |  | 828 | 715.612 | 112.515 | 0.31508 | 688.642 | 105.318 | 0.31508 | 679.509 | 100.76 | 0 | 764.664 | 763.585 | 189029 | 69.7426 | 189771 | 157029 | 156332 | 156332 | 154144 | 153815 | 1525.95 | 0 | 0 | 508.051 | 0 | 153306 | 950 | 150663 | 149909.8594
2651 | 1987-04-21 10:00 | 947 | 935 | 119 | 30.6 | 5.2 | -9900 | 62.6089 | 135.181 | 26.219 | 0 |  | 947 | 835.608 | 120.916 | 0.36036 | 786.476 | 113.152 | 0.36036 | 781.975 | 108.255 | 0 | 872.426 | 871.174 | 215669 | 71.9984 | 216330 | 176389 | 175442 | 175442 | 172985 | 172552 | 1500.56 | 0 | 0 | 609.991 | 0 | 171942 | 950 | 168892 | 168047.1094
2652 | 1987-04-21 11:00 | 1003 | 947 | 122 | 29.4 | 5.7 | -9900 | 68.7667 | 168.177 | 18.3461 | 0 |  | 1003 | 896.621 | 124.326 | 0.38167 | 858.918 | 116.308 | 0.38167 | 856.611 | 111.276 | 0 | 948.529 | 947.397 | 234539 | 73.4079 | 235108 | 190852 | 189599 | 189599 | 186942 | 186430 | 1499.28 | 2841.15 | 0 | 671.166 | 0 | 185759 | 950 | 179553 | 178654.8125
2653 | 1987-04-21 12:00 | 988 | 943 | 122 | 28.3 | 6.2 | -9900 | 66.9819 | 207.559 | 19.334 | 0 |  | 988 | 887.645 | 124.855 | 0.37596 | 877.567 | 116.766 | 0.37596 | 874.932 | 111.714 | 0 | 966.913 | 966.353 | 239231 | 72.1787 | 239892 | 197032 | 196249 | 196249 | 193502 | 193014 | 1575.21 | 2937.55 | 0 | 787.878 | 0 | 192226 | 950 | 185777 | 184848.2656
2654 | 1987-04-21 13:00 | 906 | 928 | 116 | 28.9 | 8.2 | -9900 | 58.5949 | 234.394 | 28.2116 | 0 |  | 906 | 815.128 | 119.336 | 0.34476 | 815.128 | 111.569 | 0.34476 | 809.604 | 106.743 | 0 | 898.02 | 897.986 | 222310 | 66.1278 | 223139 | 188893 | 188617 | 188617 | 185976 | 185537 | 1579.88 | 0 | 0 | 752.757 | 0 | 184784 | 950 | 181452 | 180544.7031
2655 | 1987-04-21 14:00 | 761 | 893 | 105 | 27.8 | 7.2 | -9900 | 47.3967 | 250.353 | 40.0533 | 0 |  | 761 | 681.555 | 108.572 | 0.28958 | 593.065 | 101.472 | 0.28958 | 583.756 | 97.0823 | 0 | 667.221 | 667.778 | 165322 | 56.7727 | 165827 | 144462 | 143109 | 143109 | 139095 | 138774 | 1454.3 | 0 | 0 | -150.997 | 0 | 138925 | 950 | 136507 | 135824.2969
2656 | 1987-04-21 15:00 | 564 | 828 | 89 | 27.2 | 6.7 | -9900 | 35.174 | 261.241 | 52.828 | 0 |  | 564 | 497.658 | 93.2128 | 0.21462 | 359.225 | 87.054 | 0.21462 | 346.795 | 83.2887 | 0 | 421.482 | 421.079 | 104253 | 45.8897 | 104011 | 94201.1 | 93620.6 | 93620.6 | 89263.7 | 89091.4 | 1435.05 | 0 | 0 | -365.965 | 0 | 89457.4 | 945.337 | 87871.8 | 87432.4141
2657 | 1987-04-21 16:00 | 336 | 706 | 66 | 26.7 | 5.7 | -9900 | 22.6088 | 269.937 | 65.8847 | 0 |  | 336 | 286.604 | 69.285 | 0.12786 | 220.358 | 64.6618 | 0.12786 | 203.636 | 61.8655 | 0 | 260.191 | 260.405 | 64460.7 | 38.7962 | 63542.5 | 59768 | 59265.3 | 59265.3 | 56538.6 | 56470.5 | 1379.23 | 0 | 0 | -82.9278 | 121.718 | 56431.7 | 940.254 | 55282 | 55005.5469
2658 | 1987-04-21 17:00 | 114 | 427 | 40 | 24.4 | 5.2 | -9900 | 10.0356 | 277.843 | 78.9347 | 0 |  | 114 | 81.3998 | 42.1687 | 0.04338 | 35.7747 | 39.2719 | 0.04338 | 28.3536 | 37.5743 | 0 | 64.6094 | 64.7273 | 16025.3 | 27.4759 | 14700.4 | 14505.2 | 14320.4 | 14320.4 | 14104.5 | 14096.9 | 1023.77 | 0 | 0 | 0.36078 | 0 | 14096.5 | 942.134 | 13527.1 | 13459.4209
2659 | 1987-04-21 18:00 | 11 | 25 | 8 | 24.4 | 3.6 | -9900 | -2.3001 | 285.825 | 89.5141 | 0 |  | 11 | 0.29237 | 7.0434 | 0.0041858 | 0 | 6.5814 | 0 | 0 | 6.2967 | 0 | 6.1707 | 6.1685 | 1527.1 | 24.7153 | 735.348 | 735.514 | 728.871 | 728.871 | 718.667 | 718.659 | 1467.32 | 0 | 0 | 0.010263 | 0 | 718.649 | 950 | 681.912 | 678.502
2660 | 1987-04-21 19:00 | 0 | 0 | 0 | 23.3 | 4.6 | -9900
2661 | 1987-04-21 20:00 | 0 | 0 | 0 | 21.7 | 3.1 | -9900
2662 | 1987-04-21 21:00 | 0 | 0 | 0 | 21.7 | 3.1 | -9900
2663 | 1987-04-21 22:00 | 0 | 0 | 0 | 21.1 | 3.1 | -9900
2664 | 1987-04-21 23:00 | 0 | 0 | 0 | 20.6 | 2.1 | -9900
2665 | 1987-04-22 | 0 | 0 | 0 | 17.8 | 0 | -9900
2666 | 1987-04-22 01:00 | 0 | 0 | 0 | 18.3 | 0 | -9900
2667 | 1987-04-22 02:00 | 0 | 0 | 0 | 16.7 | 0 | -9900
2668 | 1987-04-22 03:00 | 0 | 0 | 0 | 16.7 | 1.5 | -9900
2669 | 1987-04-22 04:00 | 0 | 0 | 0 | 15.6 | 0 | -9900
2670 | 1987-04-22 05:00 | 34 | 77 | 26 | 16.1 | 2.1 | -9900 | 2.9683 | 77.4775 | 88.5652 | 0 |  | 34 | 2.3005 | 22.8111 | 0.012938 | 1.7737 | 21.3855 | 0.012938 | 0.53855 | 20.4597 | 0 | 20.5783 | 20.5759 | 5093.67 | 17.2259 | 4001.46 | 4109.21 | 4077.99 | 4077.99 | 4020.9 | 4020.62 | 1464.58 | 0 | 0 | 0.34822 | 0 | 4020.28 | 950 | 3825.36 | 3806.2302
2671 | 1987-04-22 06:00 | 190 | 466 | 66 | 20 | 2.1 | -9900 | 15.444 | 85.303 | 76.4329 | 0 |  | 190 | 109.104 | 64.1899 | 0.072301 | 104.56 | 60.2019 | 0.072301 | 87.3019 | 57.5957 | 0 | 142 | 141.924 | 35129.6 | 27.7659 | 33760 | 33357.7 | 32964.3 | 32964.3 | 32502.8 | 32484.8 | 1483.36 | 0 | 0 | 19.777 | 0 | 32465 | 950 | 31607.3 | 31449.2324
2672 | 1987-04-22 07:00 | 419 | 679 | 101 | 23.3 | 2.6 | -9900 | 28.0598 | 93.3766 | 63.3519 | 0 |  | 419 | 302.825 | 100.458 | 0.15944 | 293.345 | 94.1411 | 0.15944 | 275.207 | 90.0663 | 0 | 357.968 | 357.828 | 88579.1 | 42.4395 | 87973.3 | 82114.6 | 81639.3 | 81639.3 | 80496.3 | 80400.9 | 1523.92 | 0 | 0 | 129.046 | 0 | 80271.8 | 949.999 | 78850.5 | 78456.2266
2673 | 1987-04-22 08:00 | 639 | 786 | 129 | 23.9 | 5.2 | -9900 | 40.5541 | 102.716 | 50.2936 | 0 |  | 639 | 500.463 | 130.02 | 0.24316 | 486.656 | 121.765 | 0.24316 | 472.868 | 116.495 | 0 | 577.576 | 577.072 | 142848 | 51.3226 | 143147 | 128871 | 128147 | 128147 | 126353 | 126134 | 1538.03 | 0 | 0 | 334.566 | 0 | 125799 | 950 | 123702 | 123083.3594
2674 | 1987-04-22 09:00 | 818 | 846 | 148 | 25.6 | 5.2 | -9900 | 52.502 | 115.182 | 37.5693 | 0 |  | 818 | 668.46 | 150.19 | 0.31127 | 643.563 | 140.613 | 0.31127 | 635.149 | 134.528 | 0 | 754.284 | 753.372 | 186503 | 61.4004 | 187232 | 161130 | 160477 | 160477 | 158229 | 157881 | 1522.74 | 0 | 0 | 533.961 | 0 | 157347 | 950 | 154620 | 153846.7969
2675 | 1987-04-22 10:00 | 940 | 878 | 159 | 28.3 | 4.1 | -9900 | 62.9069 | 134.817 | 25.9478 | 0 |  | 940 | 787.887 | 162.309 | 0.3577 | 742.823 | 151.911 | 0.3577 | 738.666 | 145.337 | 0 | 866.323 | 865.348 | 214228 | 71.532 | 214906 | 175720 | 174988 | 174988 | 172538 | 172117 | 1511.41 | 0 | 0 | 618.369 | 0 | 171499 | 950 | 168461 | 167619.0469
2676 | 1987-04-22 11:00 | 995 | 890 | 164 | 27.2 | 5.7 | -9900 | 69.1078 | 168.145 | 18.012 | 0 |  | 995 | 845.413 | 168.33 | 0.37863 | 809.858 | 157.487 | 0.37863 | 807.764 | 150.673 | 0 | 939.268 | 938.115 | 232241 | 70.7767 | 232838 | 191525 | 190302 | 190302 | 187636 | 187127 | 1507.93 | 3263.15 | 0 | 685.096 | 0 | 186442 | 950 | 179797 | 178897.5469
2677 | 1987-04-22 12:00 | 979 | 886 | 163 | 27.2 | 7.2 | -9900 | 67.2716 | 208.022 | 19.0497 | 0 |  | 979 | 836.052 | 168.144 | 0.37254 | 826.558 | 157.249 | 0.37254 | 824.152 | 150.445 | 0 | 955.105 | 954.488 | 236290 | 68.6122 | 236982 | 197978 | 197212 | 197212 | 194450 | 193959 | 1571.91 | 3449.77 | 0 | 795.511 | 0 | 193164 | 950 | 186180 | 185248.7812
2678 | 1987-04-22 13:00 | 895 | 867 | 155 | 24.4 | 7.7 | -9900 | 58.8012 | 234.917 | 28.0258 | 0 |  | 895 | 763.181 | 160.544 | 0.34058 | 763.181 | 150.08 | 0.34058 | 758.084 | 143.588 | 0 | 883.638 | 883.549 | 218738 | 61.8721 | 219584 | 189481 | 189192 | 189192 | 186543 | 186106 | 1592.2 | 0 | 0 | 762.664 | 0 | 185344 | 950 | 181998 | 181088.2031
2679 | 1987-04-22 14:00 | 747 | 824 | 141 | 24.4 | 8.2 | -9900 | 47.5544 | 250.8 | 39.9191 | 0 |  | 747 | 629.249 | 146.439 | 0.28426 | 555.971 | 136.841 | 0.28426 | 547.335 | 130.921 | 0 | 664.691 | 664.739 | 164571 | 51.9581 | 165082 | 147319 | 145667 | 145667 | 142821 | 142499 | 1460.3 | 0 | 0 | -29.1099 | 0 | 142528 | 950 | 140037 | 139337.0312
2680 | 1987-04-22 15:00 | 549 | 741 | 123 | 26.1 | 6.2 | -9900 | 35.3099 | 261.624 | 52.7149 | 0 |  | 549 | 445.979 | 128.309 | 0.20891 | 323.375 | 119.828 | 0.20891 | 312.265 | 114.645 | 0 | 418.372 | 418.15 | 103526 | 45.0868 | 103238 | 94095.5 | 93524.5 | 93524.5 | 89869.5 | 89700.8 | 1429.32 | 0 | 0 | -432.554 | 0 | 90133.4 | 946.056 | 88534.2 | 88091.4844
2681 | 1987-04-22 16:00 | 320 | 608 | 87 | 26.1 | 3.6 | -9900 | 22.7389 | 270.279 | 65.7764 | 0 |  | 320 | 247.026 | 90.88 | 0.12177 | 190.523 | 84.8125 | 0.12177 | 176.176 | 81.1448 | 0 | 252.175 | 252.234 | 62437.8 | 38.9914 | 61460 | 57823.4 | 57416.9 | 57416.9 | 55434 | 55371.6 | 1383.33 | 0 | 0 | -154.623 | 0 | 55526.2 | 940.999 | 54365.5 | 54093.707
2682 | 1987-04-22 17:00 | 104 | 312 | 50 | 26.1 | 3.6 | -9900 | 10.1707 | 278.161 | 78.8208 | 0 |  | 104 | 59.2147 | 51.9092 | 0.039575 | 26.3914 | 48.38 | 0.039575 | 21.021 | 46.2884 | 0 | 65.9632 | 66.0146 | 16343 | 29.4739 | 14983.4 | 14691.7 | 14532.4 | 14532.4 | 14329 | 14323.9 | 1202.16 | 0 | 0 | 2.4112 | 0 | 14321.5 | 950 | 13738.2 | 13669.542
2683 | 1987-04-22 18:00 | 10 | 8 | 9 | 23.9 | 2.6 | -9900 | -2.1508 | 286.131 | 89.4574 | 0 |  | 10 | 0.10883 | 8.1779 | 0.0038053 | 0 | 7.6428 | 0 | 0 | 7.3122 | 0 | 7.1659 | 7.1639 | 1773.51 | 24.2832 | 946.244 | 947.24 | 939.878 | 939.878 | 926.719 | 926.707 | 1469.29 | 0 | 0 | 0.017282 | 0 | 926.689 | 950 | 879.467 | 875.0693
2684 | 1987-04-22 19:00 | 0 | 0 | 0 | 21.1 | 3.1 | -9900
2685 | 1987-04-22 20:00 | 0 | 0 | 0 | 19.4 | 3.1 | -9900
2686 | 1987-04-22 21:00 | 0 | 0 | 0 | 18.9 | 2.6 | -9900
2687 | 1987-04-22 22:00 | 0 | 0 | 0 | 17.8 | 2.6 | -9900
2688 | 1987-04-22 23:00 | 0 | 0 | 0 | 17.8 | 1.5 | -9900
2689 | 1987-04-23 | 0 | 0 | 0 | 17.2 | 2.6 | -9900
2690 | 1987-04-23 01:00 | 0 | 0 | 0 | 17.2 | 2.1 | -9900
2691 | 1987-04-23 02:00 | 0 | 0 | 0 | 16.7 | 0 | -9900
2692 | 1987-04-23 03:00 | 0 | 0 | 0 | 16.1 | 3.1 | -9900
2693 | 1987-04-23 04:00 | 0 | 0 | 0 | 16.1 | 3.1 | -9900
2694 | 1987-04-23 05:00 | 31 | 60 | 24 | 16.1 | 2.6 | -9900 | 3.1901 | 77.2212 | 88.466 | 0 |  | 31 | 2.152 | 21.2441 | 0.011796 | 1.6493 | 19.9181 | 0.011796 | 0.5403 | 19.0559 | 0 | 19.2043 | 19.1933 | 4751.42 | 17.1266 | 3678.39 | 3777.64 | 3748.91 | 3748.91 | 3696.43 | 3696.19 | 1453.66 | 0 | 0 | 0.28592 | 0 | 3695.91 | 950 | 3515.79 | 3498.2085
2695 | 1987-04-23 06:00 | 152 | 248 | 85 | 16.7 | 3.1 | -9900 | 15.6569 | 85.0298 | 76.2368 | 0 |  | 152 | 58.9944 | 82.971 | 0.057841 | 56.5444 | 77.7291 | 0.057841 | 47.3828 | 74.3649 | 0 | 119.313 | 119.236 | 29515.4 | 22.9342 | 28102.6 | 28301.2 | 28062.9 | 28062.9 | 27670 | 27658.4 | 1513.12 | 0 | 0 | 15.5491 | 0 | 27642.9 | 950 | 26816.7 | 26682.5762
2696 | 1987-04-23 07:00 | 382 | 470 | 161 | 18.3 | 3.1 | -9900 | 28.2716 | 93.0774 | 63.1597 | 0 |  | 382 | 210.403 | 159.403 | 0.14536 | 203.909 | 149.313 | 0.14536 | 191.452 | 142.851 | 0 | 327.617 | 327.387 | 81044.8 | 35.4173 | 80303.6 | 77110.8 | 76718.2 | 76718.2 | 75644.2 | 75563 | 1534.44 | 0 | 0 | 117.234 | 0 | 75445.8 | 949.999 | 74048.6 | 73678.3203
2697 | 1987-04-23 08:00 | 526 | 229 | 377 | 18.9 | 3.6 | -9900 | 40.7752 | 102.379 | 50.0957 | 0 |  | 526 | 146.163 | 374.212 | 0.20016 | 142.162 | 350.302 | 0.20016 | 138.181 | 335.143 | 0 | 463.857 | 463.653 | 114779 | 42.5967 | 114622 | 107086 | 106725 | 106725 | 105231 | 105087 | 1570.7 | 0 | 0 | 241.969 | 0 | 104845 | 949.999 | 103135 | 102619.0078
2698 | 1987-04-23 09:00 | 768 | 562 | 322 | 20 | 4.1 | -9900 | 52.7481 | 114.801 | 37.3507 | 0 |  | 768 | 444.815 | 323.743 | 0.29225 | 428.547 | 303.055 | 0.29225 | 423.022 | 289.94 | 0 | 698.703 | 698.09 | 172817 | 54.876 | 173462 | 153824 | 153314 | 153314 | 151167 | 150859 | 1537.78 | 0 | 0 | 491.105 | 0 | 150368 | 950 | 147790 | 147051.125
2699 | 1987-04-23 10:00 | 812 | 559 | 314 | 21.7 | 4.1 | -9900 | 63.2001 | 134.447 | 25.6818 | 0 |  | 812 | 502.209 | 318.266 | 0.30899 | 475.565 | 297.85 | 0.30899 | 472.959 | 284.962 | 0 | 742.762 | 741.975 | 183685 | 58.7684 | 184389 | 160524 | 160016 | 160016 | 157775 | 157427 | 1513.39 | 0 | 0 | 517.081 | 0 | 156910 | 950 | 154207 | 153435.6406
2700 | 1987-04-23 11:00 | 922 | 710 | 260 | 22.2 | 3.6 | -9900 | 69.4453 | 168.109 | 17.6819 | 0 |  | 922 | 673.228 | 266.236 | 0.35085 | 644.911 | 249.086 | 0.35085 | 643.306 | 238.309 | 0 | 863.982 | 863.227 | 213706 | 66.3184 | 214447 | 180318 | 179283 | 179283 | 176772 | 176336 | 1523.9 | 0 | 0 | 627.356 | 0 | 175709 | 950 | 172582 | 171719.1875
2701 | 1987-04-23 12:00 | 946 | 699 | 302 | 21.1 | 5.7 | -9900 | 67.5577 | 208.489 | 18.7693 | 0 |  | 946 | 659.558 | 309.632 | 0.35998 | 652.067 | 289.568 | 0.35998 | 650.227 | 277.04 | 0 | 908.721 | 908.316 | 224863 | 63.2925 | 225646 | 193188 | 192510 | 192510 | 189814 | 189352 | 1576.17 | 1478.35 | 0 | 766.865 | 0 | 188585 | 950 | 183682 | 182763.2031
2702 | 1987-04-23 13:00 | 839 | 780 | 172 | 21.1 | 4.1 | -9900 | 59.0044 | 235.438 | 27.8432 | 0 |  | 839 | 687.577 | 177.725 | 0.31927 | 687.577 | 166.143 | 0.31927 | 683.05 | 158.955 | 0 | 825.166 | 825.112 | 204272 | 62.3219 | 205132 | 176661 | 176383 | 176383 | 173913 | 173540 | 1606.18 | 0 | 0 | 671.148 | 0 | 172869 | 950 | 169816 | 168967.125
2703 | 1987-04-23 14:00 | 699 | 747 | 148 | 20.6 | 4.6 | -9900 | 47.7101 | 251.244 | 39.7869 | 0 |  | 699 | 571.818 | 153.5 | 0.26599 | 511.908 | 143.441 | 0.26599 | 504.036 | 137.236 | 0 | 628.447 | 629.001 | 155731 | 51.3175 | 156170 | 139788 | 137811 | 137811 | 135531 | 135246 | 1465.08 | 0 | 0 | 17.2351 | 0 | 135228 | 950 | 132901 | 132236.7031
2704 | 1987-04-23 15:00 | 545 | 731 | 122 | 20.6 | 5.2 | -9900 | 35.4446 | 262.003 | 52.6029 | 0 |  | 545 | 442.504 | 127.245 | 0.20739 | 322.187 | 118.833 | 0.20739 | 311.196 | 113.693 | 0 | 416.392 | 416.156 | 103031 | 40.3758 | 102736 | 95411.4 | 94867.6 | 94867.6 | 90980.9 | 90806.6 | 1416.01 | 0 | 0 | -447.43 | 0 | 91254 | 944.881 | 89641.9 | 89193.6562
2705 | 1987-04-23 16:00 | 312 | 558 | 96 | 18.9 | 3.6 | -9900 | 22.8682 | 270.616 | 65.6687 | 0 |  | 312 | 228.727 | 100.002 | 0.11872 | 177.02 | 93.3344 | 0.11872 | 163.793 | 89.298 | 0 | 248.029 | 247.967 | 61379.9 | 31.5733 | 60375.7 | 58529.9 | 58166.2 | 58166.2 | 56411.2 | 56349.2 | 1382.81 | 0 | 0 | -197.207 | 0 | 56546.4 | 942.634 | 55366.9 | 55090.1016
2706 | 1987-04-23 17:00 | 101 | 237 | 59 | 17.8 | 4.1 | -9900 | 10.3054 | 278.475 | 78.707 | 0 |  | 101 | 45.9166 | 61.0464 | 0.038434 | 20.5414 | 56.9061 | 0.038434 | 16.4435 | 54.4458 | 0 | 69.4715 | 69.5205 | 17210.7 | 21.2732 | 15828 | 16026.2 | 15894.1 | 15894.1 | 15671.6 | 15666.5 | 1290.88 | 0 | 0 | 3.6342 | 0 | 15662.9 | 950 | 15039.9 | 14964.6553
2707 | 1987-04-23 18:00 | 9 | 6 | 8 | 16.7 | 3.1 | -9900 | -2.0018 | 286.433 | 89.4008 | 0 |  | 9 | 0.12019 | 7.3733 | 0.0034248 | 0 | 6.8911 | 0 | 0 | 6.593 | 0 | 6.4612 | 6.4571 | 1598.53 | 17.0376 | 795.743 | 801.665 | 793.415 | 793.415 | 782.307 | 782.298 | 1459.9 | 0 | 0 | 0.012183 | 0 | 782.286 | 950 | 742.335 | 738.6232
2708 | 1987-04-23 19:00 | 0 | 0 | 0 | 16.1 | 2.1 | -9900
2709 | 1987-04-23 20:00 | 0 | 0 | 0 | 16.1 | 3.6 | -9900
2710 | 1987-04-23 21:00 | 0 | 0 | 0 | 15.6 | 3.6 | -9900
2711 | 1987-04-23 22:00 | 0 | 0 | 0 | 16.1 | 2.6 | -9900
2712 | 1987-04-23 23:00 | 0 | 0 | 0 | 15.6 | 2.1 | -9900
2713 | 1987-04-24 | 0 | 0 | 0 | 15.6 | 2.1 | -9900
2714 | 1987-04-24 01:00 | 0 | 0 | 0 | 15.6 | 1.5 | -9900
2715 | 1987-04-24 02:00 | 0 | 0 | 0 | 15 | 2.1 | -9900
2716 | 1987-04-24 03:00 | 0 | 0 | 0 | 15 | 1.5 | -9900
2717 | 1987-04-24 04:00 | 0 | 0 | 0 | 15 | 2.1 | -9900
2718 | 1987-04-24 05:00 | 31 | 85 | 22 | 15 | 0 | -9900 | 3.4083 | 76.9666 | 88.3685 | 0 |  | 31 | 2.9425 | 18.6956 | 0.011796 | 2.2488 | 17.5533 | 0.011796 | 0.78301 | 16.7932 | 0 | 17.2247 | 17.2034 | 4258.72 | 16.0357 | 3217.9 | 3313.03 | 3287.54 | 3287.54 | 3241.51 | 3241.3 | 1407.17 | 0 | 0 | 0.2139 | 0 | 3241.09 | 950 | 3082.17 | 3066.7603
2719 | 1987-04-24 06:00 | 191 | 394 | 83 | 16.1 | 2.1 | -9900 | 15.8659 | 84.758 | 76.0444 | 0 |  | 191 | 95.1611 | 80.6608 | 0.072681 | 91.238 | 75.6126 | 0.072681 | 76.7182 | 72.3396 | 0 | 146.077 | 145.94 | 36124.1 | 24.0856 | 34758.2 | 34834.2 | 34482.1 | 34482.1 | 33999.4 | 33981 | 1487.23 | 0 | 0 | 22.8158 | 0 | 33958.2 | 950 | 33091.3 | 32925.8125
2720 | 1987-04-24 07:00 | 393 | 485 | 163 | 17.2 | 2.1 | -9900 | 28.4793 | 92.7791 | 62.9714 | 0 |  | 393 | 218.918 | 161.353 | 0.14955 | 212.165 | 151.138 | 0.14955 | 199.355 | 144.597 | 0 | 337.073 | 336.85 | 83386.8 | 35.632 | 82685.6 | 79322.2 | 78909.5 | 78909.5 | 77804.7 | 77718.8 | 1540.01 | 0 | 0 | 124.191 | 0 | 77594.6 | 949.999 | 76184.1 | 75803.1719
2721 | 1987-04-24 08:00 | 447 | 343 | 222 | 19.4 | 3.1 | -9900 | 40.9919 | 102.042 | 49.9023 | 0 |  | 447 | 220.641 | 221.313 | 0.1701 | 214.699 | 207.178 | 0.1701 | 208.752 | 198.212 | 0 | 398.825 | 398.402 | 98624.1 | 40.2304 | 98186.2 | 92565.5 | 92144.5 | 92144.5 | 90854.5 | 90745.4 | 1560.71 | 0 | 0 | 178.064 | 0 | 90567.4 | 949.999 | 89066.2 | 88620.8906
2722 | 1987-04-24 09:00 | 756 | 779 | 135 | 20.6 | 3.6 | -9900 | 52.9892 | 114.417 | 37.1372 | 0 |  | 756 | 619.131 | 137.093 | 0.28768 | 596.903 | 128.353 | 0.28768 | 589.312 | 122.799 | 0 | 697.869 | 697.178 | 172592 | 56.2319 | 173233 | 152490 | 151914 | 151914 | 149786 | 149481 | 1534.79 | 0 | 0 | 483.934 | 0 | 148997 | 950 | 146440 | 145707.4062
2723 | 1987-04-24 10:00 | 859 | 859 | 92 | 20 | 4.6 | -9900 | 63.4885 | 134.07 | 25.4213 | 0 |  | 859 | 773.206 | 93.661 | 0.32688 | 732.354 | 87.6461 | 0.32688 | 728.428 | 83.8535 | 0 | 796.036 | 795.231 | 196869 | 58.8354 | 197607 | 171412 | 170801 | 170801 | 168409 | 168006 | 1512.01 | 0 | 0 | 589.636 | 0 | 167417 | 950 | 164475 | 163652.6562
2724 | 1987-04-24 11:00 | 1002 | 959 | 104 | 20.6 | 5.2 | -9900 | 69.779 | 168.067 | 17.3559 | 0 |  | 1002 | 912.892 | 106.077 | 0.38129 | 875.769 | 99.2356 | 0.38129 | 873.671 | 94.9419 | 0 | 949.24 | 948.425 | 234798 | 65.6694 | 235368 | 198088 | 197007 | 197007 | 194245 | 193702 | 1508.41 | 6565.66 | 0 | 733.563 | 0 | 192968 | 950 | 182865 | 181950.3906
2725 | 1987-04-24 12:00 | 951 | 918 | 103 | 20 | 5.7 | -9900 | 67.8402 | 208.958 | 18.493 | 0 |  | 951 | 868.138 | 105.523 | 0.36188 | 858.278 | 98.6854 | 0.36188 | 855.928 | 94.4158 | 0 | 931.337 | 930.966 | 230471 | 63.2446 | 231213 | 197883 | 197089 | 197089 | 194328 | 193823 | 1557.54 | 3295.89 | 0 | 784.141 | 0 | 193039 | 950 | 186212 | 185280.4844
2726 | 1987-04-24 13:00 | 905 | 941 | 98 | 20 | 6.2 | -9900 | 59.2044 | 235.958 | 27.664 | 0 |  | 905 | 831.517 | 100.938 | 0.34438 | 831.517 | 94.367 | 0.34438 | 826.12 | 90.2845 | 0 | 898.076 | 897.959 | 222303 | 60.7732 | 223134 | 193461 | 193164 | 193164 | 190460 | 190004 | 1589.65 | 0 | 0 | 800.883 | 0 | 189204 | 950 | 185766 | 184837.5938
2727 | 1987-04-24 14:00 | 758 | 905 | 89 | 20 | 5.2 | -9900 | 47.8637 | 251.685 | 39.6567 | 0 |  | 758 | 693.892 | 92.1434 | 0.28844 | 629.468 | 86.1166 | 0.28844 | 619.885 | 82.3913 | 0 | 688.231 | 688.734 | 170529 | 52.7288 | 171109 | 152072 | 150059 | 150059 | 147518 | 147178 | 1474.47 | 0 | 0 | -3.9321 | 0 | 147182 | 950 | 144614 | 143891.0938
2728 | 1987-04-24 15:00 | 569 | 853 | 75 | 20 | 3.1 | -9900 | 35.5779 | 262.378 | 52.4921 | 0 |  | 569 | 516.394 | 78.0286 | 0.21652 | 377.926 | 72.8967 | 0.21652 | 365.127 | 69.7435 | 0 | 426.173 | 425.839 | 105429 | 42.2649 | 105222 | 96330 | 95867.2 | 95867.2 | 90185.4 | 90007.6 | 1441.44 | 0 | 0 | -366.704 | 95.8574 | 90278.5 | 945.051 | 88683.5 | 88240.125
2729 | 1987-04-24 16:00 | 347 | 748 | 56 | 18.9 | 4.6 | -9900 | 22.9968 | 270.95 | 65.5615 | 0 |  | 347 | 307.781 | 58.9213 | 0.13204 | 239.024 | 54.9819 | 0.13204 | 221.3 | 52.6042 | 0 | 268.427 | 268.135 | 66372.1 | 31.9945 | 65496.2 | 63208.8 | 62795.4 | 62795.4 | 59633.6 | 59559.4 | 1385.06 | 0 | 0 | -69.1158 | 317.296 | 59311.2 | 940.872 | 58131.4 | 57840.7344
2730 | 1987-04-24 17:00 | 125 | 499 | 35 | 17.2 | 3.6 | -9900 | 10.4398 | 278.784 | 78.5934 | 0 |  | 125 | 98.1044 | 36.9069 | 0.047566 | 44.3898 | 34.3824 | 0.047566 | 35.6967 | 32.8961 | 0 | 67.221 | 67.3516 | 16673.5 | 20.6423 | 15371.2 | 15531.5 | 15269.5 | 15269.5 | 14785.2 | 14777.1 | 992.724 | 0 | 0 | 1.2234 | 0 | 14775.9 | 932.313 | 14197.7 | 14126.6621
2731 | 1987-04-24 18:00 | 15 | 48 | 9 | 16.7 | 3.1 | -9900 | -1.853 | 286.731 | 89.3441 | 0 |  | 15 | 0.78927 | 7.5752 | 0.0057079 | 0 | 7.0719 | 0 | 0 | 6.766 | 0 | 6.6307 | 6.629 | 1641.1 | 17.0466 | 832.007 | 839.002 | 830.602 | 830.602 | 818.973 | 818.963 | 1446.76 | 0 | 0 | 0.01313 | 0 | 818.95 | 950 | 777.145 | 773.259
2732 | 1987-04-24 19:00 | 0 | 0 | 0 | 16.7 | 3.1 | -9900
2733 | 1987-04-24 20:00 | 0 | 0 | 0 | 16.1 | 1.5 | -9900
2734 | 1987-04-24 21:00 | 0 | 0 | 0 | 16.1 | 2.1 | -9900
2735 | 1987-04-24 22:00 | 0 | 0 | 0 | 16.1 | 2.6 | -9900
2736 | 1987-04-24 23:00 | 0 | 0 | 0 | 16.1 | 0 | -9900
2737 | 1987-04-25 | 0 | 0 | 0 | 15.6 | 2.1 | -9900
2738 | 1987-04-25 01:00 | 0 | 0 | 0 | 15.6 | 0 | -9900
2739 | 1987-04-25 02:00 | 0 | 0 | 0 | 16.1 | 0 | -9900
2740 | 1987-04-25 03:00 | 0 | 0 | 0 | 15.6 | 2.1 | -9900
2741 | 1987-04-25 04:00 | 0 | 0 | 0 | 15 | 2.1 | -9900
2742 | 1987-04-25 05:00 | 34 | 70 | 26 | 15 | 2.6 | -9900 | 3.6228 | 76.7138 | 88.2694 | 0 |  | 34 | 2.7742 | 23.1609 | 0.012938 | 2.1134 | 21.7235 | 0.012938 | 0.77408 | 20.783 | 0 | 21.1259 | 21.1077 | 5225.27 | 16.129 | 4126.59 | 4253.82 | 4221.1 | 4221.1 | 4162.01 | 4161.71 | 1450.6 | 0 | 0 | 0.36514 | 0 | 4161.34 | 950 | 3960.15 | 3940.3477
2743 | 1987-04-25 06:00 | 190 | 381 | 84 | 16.7 | 2.1 | -9900 | 16.0711 | 84.4878 | 75.8557 | 0 |  | 190 | 93.4596 | 81.6353 | 0.072301 | 89.6165 | 76.5239 | 0.072301 | 75.602 | 73.2114 | 0 | 145.837 | 145.859 | 36104.3 | 24.6812 | 34738.4 | 34736.7 | 34387.5 | 34387.5 | 33906.1 | 33888.1 | 1507.01 | 0 | 0 | 22.9514 | 0 | 33865.1 | 950 | 32998.7 | 32833.7266
2744 | 1987-04-25 07:00 | 275 | 215 | 172 | 17.2 | 3.1 | -9900 | 28.6828 | 92.482 | 62.7872 | 0 |  | 275 | 98.0138 | 170.066 | 0.10465 | 95.0336 | 159.244 | 0.10465 | 89.3613 | 152.352 | 0 | 236.879 | 236.752 | 58609.1 | 29.5785 | 57506.4 | 56489.4 | 56241 | 56241 | 55453.6 | 55411.7 | 1545.34 | 0 | 0 | 65.1539 | 0 | 55346.5 | 950 | 54145.8 | 53875.0469
2745 | 1987-04-25 08:00 | 614 | 506 | 281 | 17.8 | 5.2 | -9900 | 41.2039 | 101.705 | 49.7134 | 0 |  | 614 | 326.438 | 280.245 | 0.23365 | 317.718 | 262.397 | 0.23365 | 309.013 | 251.041 | 0 | 548.853 | 548.365 | 135746 | 43.8584 | 135936 | 126308 | 125737 | 125737 | 123976 | 123772 | 1552.9 | 0 | 0 | 329.514 | 0 | 123443 | 950 | 121395 | 120788.1094
2746 | 1987-04-25 09:00 | 479 | 136 | 370 | 17.2 | 3.6 | -9900 | 53.2253 | 114.031 | 36.9288 | 0 |  | 479 | 108.634 | 369.635 | 0.18227 | 104.831 | 345.911 | 0.18227 | 103.516 | 330.943 | 0 | 425.77 | 425.486 | 105334 | 38.946 | 105012 | 99537.2 | 99257.9 | 99257.9 | 97868.3 | 97742 | 1557.95 | 0 | 0 | 208.279 | 0 | 97533.8 | 949.999 | 95938 | 95458.3359
2747 | 1987-04-25 10:00 | 785 | 439 | 392 | 18.3 | 4.6 | -9900 | 63.7718 | 133.687 | 25.1662 | 0 |  | 785 | 396.04 | 396.076 | 0.29872 | 375.202 | 370.656 | 0.29872 | 373.235 | 354.617 | 0 | 713.295 | 712.966 | 176506 | 53.118 | 177172 | 158217 | 157727 | 157727 | 155518 | 155188 | 1530.93 | 0 | 0 | 511.833 | 0 | 154676 | 950 | 152024 | 151263.5156
2748 | 1987-04-25 11:00 | 727 | 397 | 354 | 18.3 | 5.2 | -9900 | 70.1089 | 168.02 | 17.034 | 0 |  | 727 | 379.047 | 360.427 | 0.27664 | 364.162 | 337.191 | 0.27664 | 363.322 | 322.601 | 0 | 672.205 | 671.762 | 166305 | 50.2223 | 166892 | 150997 | 150479 | 150479 | 148373 | 148070 | 1525.69 | 0 | 0 | 450.634 | 0 | 147620 | 950 | 145124 | 144398.375
2749 | 1987-04-25 12:00 | 909 | 661 | 296 | 18.9 | 5.2 | -9900 | 68.119 | 209.43 | 18.2207 | 0 |  | 909 | 627.309 | 303.502 | 0.3459 | 620.183 | 283.832 | 0.3459 | 618.537 | 271.552 | 0 | 872.287 | 871.887 | 215843 | 60.3323 | 216665 | 187962 | 187304 | 187304 | 184681 | 184236 | 1570.16 | 0 | 0 | 721.382 | 0 | 183514 | 950 | 180211 | 179309.7812
2750 | 1987-04-25 13:00 | 702 | 375 | 381 | 18.9 | 6.2 | -9900 | 59.4014 | 236.477 | 27.4881 | 0 |  | 702 | 330.604 | 387.711 | 0.26713 | 330.604 | 362.481 | 0.26713 | 328.487 | 346.799 | 0 | 661.781 | 661.653 | 163803 | 48.9434 | 164387 | 149880 | 149603 | 149603 | 147509 | 147236 | 1580.71 | 0 | 0 | 478.008 | 0 | 146758 | 950 | 144285 | 143563.4688
2751 | 1987-04-25 14:00 | 242 | 20 | 227 | 17.8 | 5.7 | -9900 | 48.0153 | 252.122 | 39.5286 | 0 |  | 242 | 15.5496 | 226.079 | 0.092088 | 14.2915 | 211.413 | 0.092088 | 14.076 | 202.266 | 0 | 212.016 | 211.935 | 52468.2 | 27.6447 | 51275.7 | 50757 | 50616.8 | 50616.8 | 49908.2 | 49876.9 | 1587 | 0 | 0 | 55.0259 | 0 | 49821.8 | 950 | 48718.3 | 48474.707
2752 | 1987-04-25 15:00 | 187 | 6 | 183 | 16.7 | 4.6 | -9900 | 35.7101 | 262.75 | 52.3823 | 0 |  | 187 | 4.1783 | 182.22 | 0.071159 | 3.0726 | 170.387 | 0.071159 | 2.9692 | 163.015 | 0 | 162.665 | 162.615 | 40257.2 | 24.6414 | 38919.3 | 38961.2 | 38855 | 38855 | 38311.1 | 38291.8 | 1546.8 | 0 | 0 | 31.5326 | 0 | 38260.2 | 950 | 37361.6 | 37174.8008
2753 | 1987-04-25 16:00 | 106 | 7 | 103 | 16.1 | 3.6 | -9900 | 23.1247 | 271.28 | 65.4548 | 0 |  | 106 | 3.1693 | 102.36 | 0.040336 | 2.4721 | 95.7152 | 0.040336 | 2.2902 | 91.5742 | 0 | 91.987 | 91.9423 | 22761.3 | 20.7991 | 21330 | 21664 | 21592.5 | 21592.5 | 21290.2 | 21284.2 | 1551.92 | 0 | 0 | 9.7545 | 0 | 21274.5 | 950 | 20524.7 | 20422.0547
2754 | 1987-04-25 17:00 | 43 | 3 | 42 | 16.1 | 4.1 | -9900 | 10.5737 | 279.09 | 78.48 | 0 |  | 43 | 1.087 | 41.6436 | 0.016363 | 0.49216 | 38.9455 | 0.016363 | 0.398 | 37.2605 | 0 | 36.9053 | 36.8906 | 9132.71 | 17.943 | 7873.23 | 8079.99 | 8041.73 | 8041.73 | 7929.14 | 7928.31 | 1538.96 | 0 | 0 | 1.3524 | 0 | 7926.95 | 950 | 7565.81 | 7527.98
2755 | 1987-04-25 18:00 | 6 | 0 | 6 | 15.6 | 3.1 | -9900 | -1.7044 | 287.025 | 89.2876 | 0 |  | 6 | 0 | 5.9755 | 0.0022832 | 0 | 5.5889 | 0 | 0 | 5.3471 | 0 | 5.2401 | 5.2387 | 1296.93 | 15.8739 | 546.953 | 546.587 | 540.663 | 540.663 | 533.094 | 533.09 | 1426.55 | 0 | 0 | 0.0053812 | 0 | 533.084 | 950 | 505.76 | 503.2309
2756 | 1987-04-25 19:00 | 0 | 0 | 0 | 15.6 | 2.6 | -9900
2757 | 1987-04-25 20:00 | 0 | 0 | 0 | 15.6 | 2.6 | -9900
2758 | 1987-04-25 21:00 | 0 | 0 | 0 | 15.6 | 2.1 | -9900
2759 | 1987-04-25 22:00 | 0 | 0 | 0 | 15.6 | 3.1 | -9900
2760 | 1987-04-25 23:00 | 0 | 0 | 0 | 15.6 | 2.1 | -9900
2761 | 1987-04-26 | 0 | 0 | 0 | 15.6 | 0 | -9900
2762 | 1987-04-26 01:00 | 0 | 0 | 0 | 15.6 | 1.5 | -9900
2763 | 1987-04-26 02:00 | 0 | 0 | 0 | 15.6 | 2.6 | -9900
2764 | 1987-04-26 03:00 | 0 | 0 | 0 | 15.6 | 3.6 | -9900
2765 | 1987-04-26 04:00 | 0 | 0 | 0 | 15.6 | 0 | -9900
2766 | 1987-04-26 05:00 | 32 | 1 | 32 | 15.6 | 1.5 | -9900 | 3.8336 | 76.4627 | 88.1616 | 0 |  | 32 | 0 | 30.1911 | 0.012177 | 0 | 28.2729 | 0.012177 | 0 | 27.0493 | 0 | 26.5083 | 26.4957 | 6559.34 | 17.0899 | 5393.59 | 5547.84 | 5516.86 | 5516.86 | 5439.63 | 5439.23 | 1548.07 | 0 | 0 | 0.64766 | 0 | 5438.58 | 950 | 5180.57 | 5154.6631
2767 | 1987-04-26 06:00 | 105 | 4 | 104 | 15.6 | 1.5 | -9900 | 16.2724 | 84.2191 | 75.6708 | 0 |  | 105 | 0.88223 | 102.311 | 0.039956 | 0.84622 | 95.7341 | 0.039956 | 0.7161 | 91.5917 | 0 | 90.4617 | 90.4167 | 22383.7 | 20.6844 | 20952.9 | 21290.5 | 21219.5 | 21219.5 | 20922.4 | 20916.7 | 1567.18 | 0 | 0 | 9.5812 | 0 | 20907.2 | 950 | 20164.9 | 20064.0586
2768 | 1987-04-26 07:00 | 208 | 0 | 208 | 16.1 | 0 | -9900 | 28.8821 | 92.186 | 62.6071 | 0 |  | 208 | 0 | 205.409 | 0.07915 | 0 | 192.193 | 0.07915 | 0 | 183.877 | 0 | 180.199 | 180.128 | 44593 | 26.9446 | 43301.9 | 42970.2 | 42853.6 | 42853.6 | 42253.6 | 42230.8 | 1582.65 | 0 | 0 | 39.6303 | 0 | 42191.2 | 950 | 41231.5 | 41025.3398
2769 | 1987-04-26 08:00 | 288 | 3 | 286 | 16.7 | 0 | -9900 | 41.4113 | 101.369 | 49.529 | 0 |  | 288 | 1.9599 | 283.408 | 0.10959 | 1.9084 | 265.143 | 0.10959 | 1.8567 | 253.67 | 0 | 250.417 | 250.33 | 61972.7 | 31.7711 | 60917.4 | 59360.6 | 59209 | 59209 | 58380 | 58336.4 | 1572.65 | 0 | 0 | 74.8166 | 0 | 58261.6 | 950 | 57026.4 | 56741.2617
2770 | 1987-04-26 09:00 | 405 | 1 | 404 | 16.7 | 2.1 | -9900 | 53.4564 | 113.644 | 36.7256 | 0 |  | 405 | 0.9963 | 401.444 | 0.15412 | 0.9621 | 375.559 | 0.15412 | 0.95018 | 359.309 | 0 | 353.054 | 352.971 | 87383 | 36.0141 | 86745.1 | 83179.7 | 82978.4 | 82978.4 | 81816.7 | 81731 | 1574.9 | 0 | 0 | 146.128 | 0 | 81584.9 | 949.999 | 80139 | 79738.2969
2771 | 1987-04-26 10:00 | 426 | 1 | 425 | 16.7 | 4.6 | -9900 | 64.05 | 133.298 | 24.9168 | 0 |  | 426 | 1.0074 | 423.204 | 0.16211 | 0.95483 | 395.871 | 0.16211 | 0.94993 | 378.742 | 0 | 372.099 | 371.995 | 92092.4 | 34.8665 | 91536.4 | 88171.4 | 87957.7 | 87957.7 | 86726.3 | 86629.9 | 1572.97 | 0 | 0 | 163.51 | 0 | 86466.4 | 949.999 | 84995.4 | 84570.375
2772 | 1987-04-26 11:00 | 436 | 1 | 435 | 16.7 | 5.2 | -9900 | 70.4349 | 167.967 | 16.7165 | 0 |  | 436 | 1.0158 | 433.874 | 0.16591 | 0.97737 | 405.812 | 0.16591 | 0.9752 | 388.254 | 0 | 381.445 | 381.252 | 94384.9 | 34.8172 | 93869 | 90447.1 | 90218.3 | 90218.3 | 88955.2 | 88853.3 | 1566.19 | 0 | 0 | 172.566 | 0 | 88680.7 | 949.999 | 87197.8 | 86761.7969
2773 | 1987-04-26 12:00 | 440 | 0 | 440 | 17.2 | 4.6 | -9900 | 68.394 | 209.904 | 17.9524 | 0 |  | 440 | 0 | 439.423 | 0.16743 | 0 | 410.961 | 0.16743 | 0 | 393.181 | 0 | 385.317 | 385.192 | 95360 | 36.011 | 94861.2 | 90978.8 | 90756 | 90756 | 89485.4 | 89382.2 | 1563.22 | 0 | 0 | 173.285 | 0 | 89208.9 | 949.999 | 87721.9 | 87283.2812
2774 | 1987-04-26 13:00 | 396 | 1 | 395 | 17.2 | 4.1 | -9900 | 59.5954 | 236.994 | 27.3155 | 0 |  | 396 | 1.0295 | 394.587 | 0.15069 | 1.0295 | 368.991 | 0.15069 | 1.023 | 353.027 | 0 | 346.969 | 346.828 | 85861.8 | 34.5272 | 85197.4 | 82176.2 | 81971 | 81971 | 80823.4 | 80740.7 | 1579.29 | 0 | 0 | 143.422 | 0 | 80597.3 | 949.999 | 79153.8 | 78758.0391
2775 | 1987-04-26 14:00 | 344 | 2 | 343 | 17.2 | 5.2 | -9900 | 48.1648 | 252.555 | 39.4024 | 0 |  | 344 | 1.0361 | 342.725 | 0.1309 | 0.9631 | 320.458 | 0.1309 | 0.94872 | 306.594 | 0 | 301.392 | 301.224 | 74571.4 | 31.5142 | 73715.7 | 71921.1 | 71736.5 | 71736.5 | 70732.2 | 70668.4 | 1572.08 | 0 | 0 | 108.829 | 0 | 70559.6 | 949.999 | 69188.8 | 68842.8906
2776 | 1987-04-26 15:00 | 288 | 0 | 288 | 16.7 | 3.1 | -9900 | 35.841 | 263.118 | 52.2736 | 0 |  | 288 | 0 | 288.021 | 0.10959 | 0 | 269.26 | 0.10959 | 0 | 257.612 | 0 | 252.46 | 252.376 | 62479.2 | 29.8954 | 61431.1 | 60298.7 | 60144.5 | 60144.5 | 59302.5 | 59258.1 | 1581.37 | 0 | 0 | 77.1804 | 0 | 59180.9 | 950 | 57936 | 57646.3438
2777 | 1987-04-26 16:00 | 191 | 0 | 191 | 16.7 | 4.6 | -9900 | 23.2519 | 271.606 | 65.3487 | 0 |  | 191 | 0 | 191.052 | 0.072681 | 0 | 178.565 | 0.072681 | 0 | 170.84 | 0 | 167.424 | 167.334 | 41425.9 | 24.8718 | 40099.1 | 40109.8 | 40001.1 | 40001.1 | 39441.1 | 39421.2 | 1566.06 | 0 | 0 | 33.9747 | 0 | 39387.2 | 950 | 38479.8 | 38287.4336
2778 | 1987-04-26 17:00 | 74 | 1 | 74 | 16.7 | 4.1 | -9900 | 10.7072 | 279.392 | 78.3667 | 0 |  | 74 | 0 | 73.8868 | 0.028159 | 0 | 69.0405 | 0.028159 | 0 | 66.054 | 0 | 64.7329 | 64.7046 | 16018.5 | 19.9326 | 14625.5 | 14904.9 | 14850.5 | 14850.5 | 14642.6 | 14639.9 | 1577.65 | 0 | 0 | 4.7086 | 0 | 14635.2 | 950 | 14043.6 | 13973.3955
2779 | 1987-04-26 18:00 | 14 | 0 | 14 | 16.7 | 3.6 | -9900 | -1.5561 | 287.314 | 89.231 | 0 |  | 14 | 0 | 12.3626 | 0.0053274 | 0 | 11.5462 | 0 | 0 | 11.0468 | 0 | 10.8259 | 10.823 | 2679.4 | 17.2531 | 1753.6 | 1789.96 | 1779.92 | 1779.92 | 1755 | 1754.96 | 1508.56 | 0 | 0 | 0.064404 | 0 | 1754.89 | 950 | 1666.57 | 1658.2411
2780 | 1987-04-26 19:00 | 0 | 0 | 0 | 16.7 | 3.1 | -9900
2781 | 1987-04-26 20:00 | 0 | 0 | 0 | 16.7 | 3.6 | -9900
2782 | 1987-04-26 21:00 | 0 | 0 | 0 | 16.7 | 3.1 | -9900
2783 | 1987-04-26 22:00 | 0 | 0 | 0 | 16.7 | 2.6 | -9900
2784 | 1987-04-26 23:00 | 0 | 0 | 0 | 16.1 | 3.1 | -9900
2785 | 1987-04-27 | 0 | 0 | 0 | 16.1 | 2.6 | -9900
2786 | 1987-04-27 01:00 | 0 | 0 | 0 | 15.6 | 3.6 | -9900
2787 | 1987-04-27 02:00 | 0 | 0 | 0 | 15.6 | 3.1 | -9900
2788 | 1987-04-27 03:00 | 0 | 0 | 0 | 16.1 | 3.1 | -9900
2789 | 1987-04-27 04:00 | 0 | 0 | 0 | 15.6 | 3.1 | -9900
2790 | 1987-04-27 05:00 | 30 | 0 | 30 | 15.6 | 2.6 | -9900 | 4.0405 | 76.2135 | 88.0559 | 0 |  | 30 | 0 | 28.666 | 0.011416 | 0 | 26.8382 | 0.011416 | 0 | 25.6767 | 0 | 25.1632 | 25.1447 | 6224.85 | 16.9449 | 5073.75 | 5220.69 | 5189.59 | 5189.59 | 5116.94 | 5116.58 | 1538.78 | 0 | 0 | 0.56808 | 0 | 5116.01 | 950 | 4871.97 | 4847.6113
2791 | 1987-04-27 06:00 | 120 | 1 | 120 | 16.1 | 1.5 | -9900 | 16.4696 | 83.952 | 75.4898 | 0 |  | 120 | 0 | 117.77 | 0.045664 | 0 | 110.216 | 0.045664 | 0 | 105.447 | 0 | 103.338 | 103.298 | 25572.5 | 21.9087 | 24141.5 | 24417.2 | 24340.9 | 24340.9 | 24000.2 | 23992.6 | 1560.47 | 0 | 0 | 12.5886 | 0 | 23980 | 950 | 23185.9 | 23070.0059
2792 | 1987-04-27 07:00 | 227 | 1 | 227 | 16.7 | 4.1 | -9900 | 29.0771 | 91.8914 | 62.4312 | 0 |  | 227 | 0 | 224.035 | 0.08638 | 0 | 209.632 | 0.08638 | 0 | 200.562 | 0 | 196.55 | 196.474 | 48639.7 | 26.5157 | 47397.5 | 47115.8 | 46998 | 46998 | 46340 | 46312.5 | 1575.97 | 0 | 0 | 47.2121 | 0 | 46265.3 | 950 | 45230.3 | 45004.1641
2793 | 1987-04-27 08:00 | 295 | 0 | 294 | 16.1 | 3.6 | -9900 | 41.614 | 101.033 | 49.3493 | 0 |  | 295 | 0.97964 | 291.314 | 0.11226 | 0.95412 | 272.542 | 0.11226 | 0.92853 | 260.749 | 0 | 256.444 | 256.353 | 63463.7 | 29.2019 | 62431.1 | 61437.3 | 61281.8 | 61281.8 | 60423.9 | 60376.9 | 1566.83 | 0 | 0 | 79.9228 | 0 | 60297 | 950 | 59041.6 | 58746.3555
2794 | 1987-04-27 09:00 | 235 | 2 | 234 | 16.7 | 3.6 | -9900 | 53.6822 | 113.256 | 36.5276 | 0 |  | 235 | 0.99596 | 232.323 | 0.089425 | 0.96198 | 217.308 | 0.089425 | 0.95022 | 207.906 | 0 | 204.679 | 204.593 | 50649.9 | 27.1565 | 49433.4 | 49021.8 | 48897.6 | 48897.6 | 48213 | 48182.9 | 1559.9 | 0 | 0 | 50.466 | 0 | 48132.4 | 950 | 47062.6 | 46827.3242
2795 | 1987-04-27 10:00 | 412 | 0 | 412 | 16.7 | 3.6 | -9900 | 64.3229 | 132.903 | 24.6731 | 0 |  | 412 | 0 | 410.186 | 0.15678 | 0 | 383.69 | 0.15678 | 0 | 367.089 | 0 | 359.747 | 359.651 | 89036.5 | 35.0813 | 88427.2 | 85105.2 | 84894.7 | 84894.7 | 83706.1 | 83616.8 | 1574.87 | 0 | 0 | 153.526 | 0 | 83463.2 | 949.999 | 82005.8 | 81595.7578
2796 | 1987-04-27 11:00 | 446 | 0 | 446 | 16.7 | 3.1 | -9900 | 70.7568 | 167.908 | 16.4035 | 0 |  | 446 | 0 | 444.885 | 0.16972 | 0 | 416.111 | 0.16972 | 0 | 398.108 | 0 | 390.146 | 389.998 | 96549.2 | 37.091 | 96071.4 | 91755.2 | 91532 | 91532 | 90250.3 | 90144.6 | 1556.27 | 0 | 0 | 175.483 | 0 | 89969.1 | 949.999 | 88473.7 | 88031.3359
2797 | 1987-04-27 12:00 | 488 | 1 | 487 | 17.2 | 3.1 | -9900 | 68.6652 | 210.38 | 17.6883 | 0 |  | 488 | 1.0226 | 486.707 | 0.1857 | 1.0124 | 455.181 | 0.1857 | 1.0098 | 435.488 | 0 | 427.767 | 427.56 | 105848 | 39.5549 | 105534 | 99833.8 | 99582 | 99582 | 98187.8 | 98062.6 | 1559.34 | 0 | 0 | 208.059 | 0 | 97854.5 | 949.999 | 96261.6 | 95780.25
2798 | 1987-04-27 13:00 | 402 | 1 | 401 | 17.2 | 4.6 | -9900 | 59.7862 | 237.508 | 27.1461 | 0 |  | 402 | 1.029 | 400.603 | 0.15297 | 1.029 | 374.616 | 0.15297 | 1.0226 | 358.409 | 0 | 352.243 | 352.125 | 87174.7 | 34.3961 | 86533 | 83507.7 | 83302 | 83302 | 82135.7 | 82049.3 | 1570.38 | 0 | 0 | 147.023 | 0 | 81902.3 | 949.999 | 80450.2 | 80047.9531
2799 | 1987-04-27 14:00 | 378 | 1 | 377 | 17.2 | 5.2 | -9900 | 48.3125 | 252.985 | 39.2781 | 0 |  | 378 | 1.0355 | 377.024 | 0.14384 | 0.97142 | 352.518 | 0.14384 | 0.95704 | 337.267 | 0 | 331.46 | 331.355 | 82031.6 | 32.9461 | 81301.5 | 78892.2 | 78691.3 | 78691.3 | 77589.6 | 77513.2 | 1577.05 | 0 | 0 | 131.529 | 0 | 77381.7 | 949.999 | 75957.4 | 75577.6172
2800 | 1987-04-27 15:00 | 267 | 1 | 266 | 16.7 | 4.1 | -9900 | 35.9707 | 263.481 | 52.166 | 0 |  | 267 | 1.0431 | 265.744 | 0.1016 | 0.77462 | 248.446 | 0.1016 | 0.74894 | 237.697 | 0 | 233.677 | 233.561 | 57821.6 | 28.3685 | 56704.2 | 55980 | 55832.5 | 55832.5 | 55050.9 | 55012.7 | 1581.89 | 0 | 0 | 66.7334 | 0 | 54945.9 | 950 | 53753.7 | 53484.9688
2801 | 1987-04-27 16:00 | 189 | 1 | 188 | 16.7 | 4.6 | -9900 | 23.3784 | 271.928 | 65.243 | 0 |  | 189 | 1.0541 | 187.972 | 0.07192 | 0.82753 | 175.69 | 0.07192 | 0.76752 | 168.09 | 0 | 165.48 | 165.453 | 40960.7 | 24.78 | 39629.5 | 39651.8 | 39547.7 | 39547.7 | 38994.1 | 38974.1 | 1554.06 | 0 | 0 | 32.5918 | 0 | 38941.6 | 950 | 38036.4 | 37846.1914
2802 | 1987-04-27 17:00 | 77 | 0 | 77 | 16.1 | 4.6 | -9900 | 10.8404 | 279.69 | 78.2536 | 0 |  | 77 | 0 | 76.9022 | 0.029301 | 0 | 71.8546 | 0.029301 | 0 | 68.7464 | 0 | 67.3715 | 67.3454 | 16672.4 | 19.3888 | 15272.6 | 15595.5 | 15537.9 | 15537.9 | 15320.3 | 15317.4 | 1574.89 | 0 | 0 | 5.1663 | 0 | 15312.2 | 950 | 14701.3 | 14627.7793
2803 | 1987-04-27 18:00 | 11 | 0 | 11 | 16.1 | 4.1 | -9900 | -1.4082 | 287.6 | 89.1745 | 0 |  | 11 | 0 | 10.1857 | 0.0041858 | 0 | 9.5179 | 0 | 0 | 9.1062 | 0 | 8.924 | 8.9207 | 2208.46 | 16.5457 | 1329.44 | 1354.02 | 1344.94 | 1344.94 | 1326.11 | 1326.09 | 1495.94 | 0 | 0 | 0.036199 | 0 | 1326.05 | 950 | 1258.89 | 1252.5938
2804 | 1987-04-27 19:00 | 0 | 0 | 0 | 16.1 | 2.6 | -9900
2805 | 1987-04-27 20:00 | 0 | 0 | 0 | 16.1 | 3.6 | -9900
2806 | 1987-04-27 21:00 | 0 | 0 | 0 | 15.6 | 3.1 | -9900
2807 | 1987-04-27 22:00 | 0 | 0 | 0 | 15.6 | 3.1 | -9900
2808 | 1987-04-27 23:00 | 0 | 0 | 0 | 15.6 | 2.6 | -9900
2809 | 1987-04-28 | 0 | 0 | 0 | 15.6 | 2.6 | -9900
2810 | 1987-04-28 01:00 | 0 | 0 | 0 | 15.6 | 3.1 | -9900
2811 | 1987-04-28 02:00 | 0 | 0 | 0 | 15.6 | 1.5 | -9900
2812 | 1987-04-28 03:00 | 0 | 0 | 0 | 16.1 | 2.1 | -9900
2813 | 1987-04-28 04:00 | 0 | 0 | 0 | 16.1 | 2.1 | -9900
2814 | 1987-04-28 05:00 | 28 | 0 | 28 | 15.6 | 2.1 | -9900 | 4.2436 | 75.9662 | 87.9523 | 0 |  | 28 | 0 | 27.0489 | 0.010655 | 0 | 25.3178 | 0.010655 | 0 | 24.2222 | 0 | 23.7378 | 23.7326 | 5875.3 | 16.8986 | 4740.61 | 4877.53 | 4847.26 | 4847.26 | 4779.4 | 4779.09 | 1545.2 | 0 | 0 | 0.4978 | 0 | 4778.59 | 950 | 4549.42 | 4526.6714
2815 | 1987-04-28 06:00 | 103 | 0 | 103 | 16.1 | 2.6 | -9900 | 16.6627 | 83.6867 | 75.3127 | 0 |  | 103 | 0 | 101.384 | 0.039195 | 0 | 94.8619 | 0.039195 | 0 | 90.7572 | 0 | 88.9421 | 88.9068 | 22009.9 | 20.8554 | 20579.9 | 20898.6 | 20830 | 20830 | 20538.3 | 20532.8 | 1562.09 | 0 | 0 | 9.2663 | 0 | 20523.5 | 950 | 19789 | 19690.084
2816 | 1987-04-28 07:00 | 207 | 1 | 206 | 16.1 | 2.1 | -9900 | 29.2676 | 91.5982 | 62.2596 | 0 |  | 207 | 0.95091 | 203.451 | 0.07877 | 0.92244 | 190.357 | 0.07877 | 0.86916 | 182.12 | 0 | 179.329 | 179.292 | 44385.9 | 25.9106 | 43092.5 | 42931.7 | 42816.4 | 42816.4 | 42217 | 42193.8 | 1562.42 | 0 | 0 | 38.7373 | 0 | 42155 | 950 | 41196.1 | 40990.1055
2817 | 1987-04-28 08:00 | 297 | 0 | 297 | 16.7 | 3.6 | -9900 | 41.8119 | 100.697 | 49.1743 | 0 |  | 297 | 0 | 294.271 | 0.11302 | 0 | 275.309 | 0.11302 | 0 | 263.397 | 0 | 258.129 | 257.984 | 63867.2 | 29.8852 | 62840.6 | 61681.3 | 61521.5 | 61521.5 | 60660.2 | 60613.5 | 1582.88 | 0 | 0 | 81.2587 | 0 | 60532.3 | 949.999 | 59272.1 | 58975.7461
2818 | 1987-04-28 09:00 | 394 | 1 | 393 | 16.1 | 3.1 | -9900 | 53.9028 | 112.866 | 36.3349 | 0 |  | 394 | 0.99562 | 390.451 | 0.14993 | 0.96233 | 365.269 | 0.14993 | 0.95071 | 349.465 | 0 | 343.407 | 343.213 | 84967.3 | 34.0448 | 84287.6 | 81441.1 | 81238.1 | 81238.1 | 80100.7 | 80018.5 | 1568.03 | 0 | 0 | 140.131 | 0 | 79878.4 | 949.999 | 78439.6 | 78047.4531
2819 | 1987-04-28 10:00 | 416 | 1 | 415 | 16.1 | 3.6 | -9900 | 64.5904 | 132.501 | 24.4352 | 0 |  | 416 | 1.0067 | 413.163 | 0.1583 | 0.95486 | 386.475 | 0.1583 | 0.95016 | 369.753 | 0 | 363.289 | 363.112 | 89892.7 | 34.6582 | 89298.2 | 86085.7 | 85866.6 | 85866.6 | 84664.5 | 84573.3 | 1573.98 | 0 | 0 | 156.418 | 0 | 84416.9 | 949.999 | 82953.6 | 82538.8594
2820 | 1987-04-28 11:00 | 486 | 1 | 485 | 16.1 | 4.1 | -9900 | 71.0746 | 167.843 | 16.095 | 0 |  | 486 | 1.0151 | 484.003 | 0.18494 | 0.97952 | 452.702 | 0.18494 | 0.9775 | 433.115 | 0 | 425.411 | 425.177 | 105258 | 37.3415 | 104934 | 100127 | 99877.8 | 99877.8 | 98479.5 | 98354.3 | 1565.19 | 0 | 0 | 210.599 | 0 | 98143.7 | 949.999 | 96546.1 | 96063.3594
2821 | 1987-04-28 12:00 | 444 | 1 | 443 | 17.2 | 3.1 | -9900 | 68.9326 | 210.857 | 17.4283 | 0 |  | 444 | 1.0222 | 442.386 | 0.16895 | 1.0134 | 413.731 | 0.16895 | 1.011 | 395.831 | 0 | 388.905 | 388.727 | 96234.6 | 37.5245 | 95751.2 | 91294.8 | 91058 | 91058 | 89783.2 | 89680.8 | 1575.61 | 0 | 0 | 176.623 | 0 | 89504.2 | 949.999 | 88015.2 | 87575.1172
2822 | 1987-04-28 13:00 | 395 | 1 | 394 | 17.2 | 3.6 | -9900 | 59.9741 | 238.02 | 26.9799 | 0 |  | 395 | 1.0286 | 393.525 | 0.15031 | 1.0286 | 367.998 | 0.15031 | 1.0222 | 352.077 | 0 | 346.037 | 345.888 | 85629.8 | 34.8779 | 84961.4 | 81835.4 | 81631 | 81631 | 80488.2 | 80404.5 | 1561.71 | 0 | 0 | 140.508 | 0 | 80264 | 949.999 | 78822.4 | 78428.2734
2823 | 1987-04-28 14:00 | 340 | 0 | 340 | 17.2 | 4.1 | -9900 | 48.4581 | 253.411 | 39.1557 | 0 |  | 340 | 0 | 339.64 | 0.12938 | 0 | 317.574 | 0.12938 | 0 | 303.835 | 0 | 297.758 | 297.564 | 73665.7 | 32.066 | 72795.1 | 70873.1 | 70698.2 | 70698.2 | 69708.3 | 69646.4 | 1573.12 | 0 | 0 | 105.931 | 0 | 69540.5 | 949.999 | 68178.1 | 67837.2031
2824 | 1987-04-28 15:00 | 265 | 1 | 264 | 17.2 | 2.6 | -9900 | 36.0993 | 263.841 | 52.0593 | 0 |  | 265 | 1.0424 | 263.694 | 0.10084 | 0.77722 | 246.531 | 0.10084 | 0.75162 | 235.866 | 0 | 231.885 | 231.794 | 57383.5 | 29.5982 | 56259.9 | 55279.7 | 55143.2 | 55143.2 | 54371.1 | 54333.3 | 1565.11 | 0 | 0 | 63.9856 | 0 | 54269.3 | 950 | 53086.1 | 52820.6992
2825 | 1987-04-28 16:00 | 152 | 0 | 152 | 17.2 | 2.6 | -9900 | 23.5042 | 272.246 | 65.1378 | 0 |  | 152 | 0 | 151.558 | 0.057841 | 0 | 141.684 | 0.057841 | 0 | 135.554 | 0 | 132.843 | 132.782 | 32872.6 | 24.3023 | 31471.4 | 31547.9 | 31453 | 31453 | 31012.7 | 31000.3 | 1569.31 | 0 | 0 | 21.0206 | 0 | 30979.3 | 950 | 30117.8 | 29967.2051
2826 | 1987-04-28 17:00 | 61 | 1 | 60 | 17.2 | 2.1 | -9900 | 10.973 | 279.984 | 78.1407 | 0 |  | 61 | 1.0783 | 59.694 | 0.023212 | 0.49108 | 55.8021 | 0.023212 | 0.40305 | 53.3881 | 0 | 52.7153 | 52.6994 | 13046.4 | 20.0836 | 11695.8 | 11912.1 | 11863.7 | 11863.7 | 11697.6 | 11695.8 | 1550.17 | 0 | 0 | 2.9408 | 0 | 11692.9 | 950 | 11194.1 | 11138.1172
2827 | 1987-04-28 18:00 | 14 | 0 | 14 | 17.2 | 4.1 | -9900 | -1.2606 | 287.881 | 89.1181 | 0 |  | 14 | 0 | 12.3974 | 0.0053274 | 0 | 11.5762 | 0 | 0 | 11.0755 | 0 | 10.854 | 10.8492 | 2685.88 | 17.742 | 1759.44 | 1793.77 | 1783.68 | 1783.68 | 1758.71 | 1758.66 | 1503.34 | 0 | 0 | 0.064189 | 0 | 1758.6 | 950 | 1670.1 | 1661.746
2828 | 1987-04-28 19:00 | 0 | 0 | 0 | 16.7 | 2.6 | -9900
2829 | 1987-04-28 20:00 | 0 | 0 | 0 | 16.7 | 2.1 | -9900
2830 | 1987-04-28 21:00 | 0 | 0 | 0 | 16.7 | 0 | -9900
2831 | 1987-04-28 22:00 | 0 | 0 | 0 | 16.7 | 2.1 | -9900
2832 | 1987-04-28 23:00 | 0 | 0 | 0 | 16.7 | 1.5 | -9900
2833 | 1987-04-29 | 0 | 0 | 0 | 16.7 | 3.6 | -9900
2834 | 1987-04-29 01:00 | 0 | 0 | 0 | 16.1 | 2.1 | -9900
2835 | 1987-04-29 02:00 | 0 | 0 | 0 | 16.1 | 3.1 | -9900
2836 | 1987-04-29 03:00 | 0 | 0 | 0 | 16.1 | 2.6 | -9900
2837 | 1987-04-29 04:00 | 0 | 0 | 0 | 16.1 | 3.1 | -9900
2838 | 1987-04-29 05:00 | 30 | 0 | 30 | 16.1 | 3.1 | -9900 | 4.4426 | 75.7208 | 87.8389 | 0 |  | 30 | 0 | 28.9265 | 0.011416 | 0 | 27.0793 | 0.011416 | 0 | 25.9074 | 0 | 25.3893 | 25.3729 | 6281.33 | 17.4266 | 5127.68 | 5267.71 | 5237.43 | 5237.43 | 5164.11 | 5163.75 | 1544.33 | 0 | 0 | 0.58188 | 0 | 5163.17 | 950 | 4917.06 | 4892.4775
2839 | 1987-04-29 06:00 | 111 | 1 | 111 | 16.1 | 3.1 | -9900 | 16.8516 | 83.4232 | 75.1396 | 0 |  | 111 | 0 | 109.141 | 0.042239 | 0 | 102.126 | 0.042239 | 0 | 97.7072 | 0 | 95.7531 | 95.7099 | 23694.2 | 21.1042 | 22262 | 22584.8 | 22512.1 | 22512.1 | 22196.9 | 22190.5 | 1560.42 | 0 | 0 | 10.742 | 0 | 22179.8 | 950 | 21414.4 | 21307.2812
2840 | 1987-04-29 07:00 | 198 | 1 | 198 | 16.1 | 4.1 | -9900 | 29.4538 | 91.3066 | 62.0922 | 0 |  | 198 | 0 | 195.603 | 0.075345 | 0 | 183.007 | 0.075345 | 0 | 175.089 | 0 | 171.587 | 171.485 | 42453.1 | 24.6673 | 41137.9 | 41177.6 | 41069.1 | 41069.1 | 40494.2 | 40472.3 | 1538.13 | 0 | 0 | 35.2533 | 0 | 40437 | 950 | 39507.3 | 39309.7266
2841 | 1987-04-29 08:00 | 287 | 1 | 286 | 16.7 | 4.1 | -9900 | 42.0049 | 100.363 | 49.004 | 0 |  | 287 | 0.97901 | 283.38 | 0.10921 | 0.95393 | 265.113 | 0.10921 | 0.92885 | 253.642 | 0 | 249.48 | 249.387 | 61738.8 | 29.1591 | 60679.8 | 59723.8 | 59573.7 | 59573.7 | 58739.7 | 58695.7 | 1579.39 | 0 | 0 | 75.9226 | 0 | 58619.8 | 949.999 | 57380 | 57093.0664
2842 | 1987-04-29 09:00 | 216 | 0 | 216 | 15.6 | 5.7 | -9900 | 54.1181 | 112.476 | 36.1476 | 0 |  | 216 | 0 | 214.426 | 0.082195 | 0 | 200.564 | 0.082195 | 0 | 191.886 | 0 | 188.049 | 187.942 | 46527.9 | 24.3301 | 45259.3 | 45359.8 | 45235.4 | 45235.4 | 44602.1 | 44577.1 | 1586.38 | 0 | 0 | 43.8875 | 0 | 44533.2 | 950 | 43534.1 | 43316.457
2843 | 1987-04-29 10:00 | 256 | 0 | 256 | 16.1 | 4.1 | -9900 | 64.8525 | 132.094 | 24.2032 | 0 |  | 256 | 0 | 254.482 | 0.097416 | 0 | 238.025 | 0.097416 | 0 | 227.726 | 0 | 223.172 | 223.121 | 55237.2 | 27.247 | 54083.3 | 53613 | 53477.5 | 53477.5 | 52728.8 | 52693.4 | 1569.94 | 0 | 0 | 60.909 | 0 | 52632.5 | 950 | 51474.2 | 51216.8359
2844 | 1987-04-29 11:00 | 452 | 2 | 450 | 16.7 | 5.2 | -9900 | 71.3881 | 167.771 | 15.7912 | 0 |  | 452 | 2.0295 | 448.849 | 0.172 | 1.9583 | 419.818 | 0.172 | 1.9545 | 401.654 | 0 | 395.536 | 395.344 | 97872.2 | 35.4868 | 97417.7 | 93624.7 | 93392.3 | 93392.3 | 92084.8 | 91976.2 | 1574.62 | 0 | 0 | 185.343 | 0 | 91790.9 | 949.999 | 90274.2 | 89822.8203
2845 | 1987-04-29 12:00 | 433 | 1 | 432 | 17.2 | 3.6 | -9900 | 69.1962 | 211.336 | 17.1725 | 0 |  | 433 | 1.0218 | 431.299 | 0.16477 | 1.0131 | 403.362 | 0.16477 | 1.0107 | 385.91 | 0 | 379.182 | 379.098 | 93850.9 | 36.5752 | 93325.8 | 89306.5 | 89087.4 | 89087.4 | 87840.2 | 87740.3 | 1563.23 | 0 | 0 | 167.217 | 0 | 87573.1 | 949.999 | 86094.7 | 85664.25
2846 | 1987-04-29 13:00 | 383 | 0 | 383 | 17.2 | 4.6 | -9900 | 60.159 | 238.528 | 26.8169 | 0 |  | 383 | 0 | 382.426 | 0.14574 | 0 | 357.62 | 0.14574 | 0 | 342.148 | 0 | 335.305 | 335.229 | 82990.9 | 33.571 | 82277.2 | 79647.6 | 79447.3 | 79447.3 | 78335 | 78255.8 | 1567.56 | 0 | 0 | 133.69 | 0 | 78122.1 | 949.999 | 76693.7 | 76310.2266
2847 | 1987-04-29 14:00 | 343 | 1 | 342 | 17.8 | 3.1 | -9900 | 48.6019 | 253.832 | 39.0351 | 0 |  | 343 | 1.0345 | 341.628 | 0.13052 | 0.98326 | 319.433 | 0.13052 | 0.96896 | 305.613 | 0 | 300.451 | 300.331 | 74350.1 | 33.5027 | 73491 | 71156.2 | 70971.8 | 70971.8 | 69978.2 | 69914.7 | 1565.09 | 0 | 0 | 106.659 | 0 | 69808.1 | 949.999 | 68444.3 | 68102.0625
2848 | 1987-04-29 15:00 | 246 | 1 | 245 | 17.8 | 3.6 | -9900 | 36.2267 | 264.196 | 51.9537 | 0 |  | 246 | 1.0416 | 244.504 | 0.09361 | 0.7806 | 228.599 | 0.09361 | 0.75507 | 218.709 | 0 | 215.075 | 214.952 | 53214.1 | 28.7859 | 52031.7 | 51283.2 | 51147.9 | 51147.9 | 50431.8 | 50399.5 | 1576.75 | 0 | 0 | 55.8465 | 0 | 50343.6 | 950 | 49230.9 | 48984.6953
2849 | 1987-04-29 16:00 | 149 | 1 | 149 | 17.2 | 2.6 | -9900 | 23.6292 | 272.56 | 65.0331 | 0 |  | 149 | 0 | 148.516 | 0.056699 | 0 | 138.842 | 0.056699 | 0 | 132.836 | 0 | 130.179 | 130.114 | 32211.5 | 24.1595 | 30806.1 | 30897.1 | 30803.6 | 30803.6 | 30372.3 | 30360.6 | 1572.83 | 0 | 0 | 20.3063 | 0 | 30340.3 | 950 | 29481.8 | 29334.377
2850 | 1987-04-29 17:00 | 72 | 0 | 72 | 16.7 | 3.1 | -9900 | 11.1053 | 280.273 | 78.028 | 0 |  | 72 | 0 | 71.7853 | 0.027398 | 0 | 67.086 | 0.027398 | 0 | 64.184 | 0 | 62.9003 | 62.8658 | 15563.4 | 19.9869 | 14175.8 | 14443.1 | 14388.3 | 14388.3 | 14186.9 | 14184.4 | 1576.24 | 0 | 0 | 4.4403 | 0 | 14179.9 | 950 | 13602.1 | 13534.0566
2851 | 1987-04-29 18:00 | 15 | 0 | 15 | 16.7 | 3.1 | -9900 | -1.1133 | 288.157 | 89.054 | 0 |  | 15 | 0 | 13.1022 | 0.0057079 | 0 | 12.2302 | 0 | 0 | 11.7012 | 0 | 11.4672 | 11.4635 | 2837.94 | 17.2994 | 1897.84 | 1938.71 | 1928.05 | 1928.05 | 1901.06 | 1901.01 | 1514.06 | 0 | 0 | 0.0758 | 0 | 1900.93 | 950 | 1805.47 | 1796.4401
2852 | 1987-04-29 19:00 | 0 | 0 | 0 | 16.7 | 3.1 | -9900
2853 | 1987-04-29 20:00 | 0 | 0 | 0 | 16.7 | 2.6 | -9900
2854 | 1987-04-29 21:00 | 0 | 0 | 0 | 16.1 | 2.1 | -9900
2855 | 1987-04-29 22:00 | 0 | 0 | 0 | 16.1 | 2.1 | -9900
2856 | 1987-04-29 23:00 | 0 | 0 | 0 | 16.1 | 2.1 | -9900
2857 | 1987-04-30 | 0 | 0 | 0 | 16.1 | 3.1 | -9900
2858 | 1987-04-30 01:00 | 0 | 0 | 0 | 16.1 | 1.5 | -9900
2859 | 1987-04-30 02:00 | 0 | 0 | 0 | 16.1 | 1.5 | -9900
2860 | 1987-04-30 03:00 | 0 | 0 | 0 | 16.1 | 1.5 | -9900
2861 | 1987-04-30 04:00 | 0 | 0 | 0 | 15.6 | 1.5 | -9900
2862 | 1987-04-30 05:00 | 31 | 0 | 31 | 15.6 | 1.5 | -9900 | 4.6376 | 75.4774 | 87.7267 | 0 |  | 31 | 0 | 29.9244 | 0.011796 | 0 | 28.0149 | 0.011796 | 0 | 26.8025 | 0 | 26.2665 | 26.2544 | 6499.67 | 17.0764 | 5336.35 | 5489.09 | 5457.81 | 5457.81 | 5381.4 | 5381.02 | 1552.12 | 0 | 0 | 0.62949 | 0 | 5380.39 | 950 | 5124.87 | 5099.2466
2863 | 1987-04-30 06:00 | 77 | 6 | 76 | 16.7 | 4.1 | -9900 | 17.0364 | 83.1615 | 74.9706 | 0 |  | 77 | 0.88409 | 75.146 | 0.029301 | 0.84293 | 70.2913 | 0.029301 | 0.72085 | 67.25 | 0 | 66.6115 | 66.5967 | 16486.7 | 20.0271 | 15089.4 | 15372.1 | 15315.3 | 15315.3 | 15100.8 | 15097.8 | 1549.68 | 0 | 0 | 4.8988 | 0 | 15092.9 | 950 | 14489.2 | 14416.7363
2864 | 1987-04-30 07:00 | 256 | 64 | 225 | 17.2 | 4.6 | -9900 | 29.6354 | 91.0165 | 61.9292 | 0 |  | 256 | 29.4643 | 227.06 | 0.097416 | 28.5956 | 212.422 | 0.097416 | 26.9772 | 203.231 | 0 | 225.604 | 225.503 | 55825.6 | 28.2125 | 54680.2 | 54008.9 | 53844.7 | 53844.7 | 53090.9 | 53054.3 | 1570.94 | 0 | 0 | 61.4725 | 0 | 52992.9 | 950 | 51828.6 | 51569.4492
2865 | 1987-04-30 08:00 | 594 | 540 | 232 | 18.3 | 4.1 | -9900 | 42.193 | 100.03 | 48.8385 | 0 |  | 594 | 354.289 | 231.634 | 0.22604 | 345.292 | 216.888 | 0.22604 | 336.299 | 207.501 | 0 | 532.925 | 532.525 | 131824 | 44.9045 | 131952 | 122073 | 121448 | 121448 | 119748 | 119556 | 1549.06 | 0 | 0 | 307.285 | 0 | 119249 | 950 | 117281 | 116694.8594
2866 | 1987-04-30 09:00 | 767 | 682 | 214 | 19.4 | 3.1 | -9900 | 54.3279 | 112.084 | 35.9657 | 0 |  | 767 | 550.217 | 216.189 | 0.29187 | 532.56 | 202.4 | 0.29187 | 526.283 | 193.641 | 0 | 705.526 | 704.773 | 174469 | 56.2489 | 175131 | 154308 | 153701 | 153701 | 151549 | 151244 | 1552.57 | 0 | 0 | 499.988 | 0 | 150744 | 950 | 148161 | 147419.8125
2867 | 1987-04-30 10:00 | 870 | 674 | 260 | 20 | 5.2 | -9900 | 65.1089 | 131.681 | 23.9773 | 0 |  | 870 | 613.672 | 264.035 | 0.33106 | 585.041 | 247.108 | 0.33106 | 582.271 | 236.416 | 0 | 802.312 | 801.71 | 198472 | 58.0974 | 199223 | 173870 | 172965 | 172965 | 170542 | 170146 | 1531.51 | 0 | 0 | 611.218 | 0 | 169535 | 950 | 166546 | 165713.2188
2868 | 1987-04-30 11:00 | 968 | 689 | 315 | 20 | 5.7 | -9900 | 71.6973 | 167.693 | 15.4921 | 0 |  | 968 | 662.415 | 320.808 | 0.36835 | 639.175 | 300.127 | 0.36835 | 637.96 | 287.141 | 0 | 906.599 | 905.833 | 224244 | 62.0772 | 224955 | 193086 | 192590 | 192590 | 189893 | 189412 | 1549.48 | 3245.29 | 0 | 751.191 | 0 | 188661 | 950 | 181983 | 181073.5781
2869 | 1987-04-30 12:00 | 894 | 696 | 243 | 20 | 6.2 | -9900 | 69.4558 | 211.816 | 16.921 | 0 |  | 894 | 664.929 | 249.927 | 0.34019 | 660.206 | 233.723 | 0.34019 | 658.702 | 223.611 | 0 | 864.666 | 864.219 | 213949 | 59.2411 | 214788 | 187340 | 186813 | 186813 | 184198 | 183770 | 1581.59 | 0 | 0 | 738.677 | 0 | 183031 | 950 | 179740 | 178841.7656
2870 | 1987-04-30 13:00 | 685 | 469 | 279 | 19.4 | 6.2 | -9900 | 60.3408 | 239.034 | 26.657 | 0 |  | 685 | 417.245 | 286.19 | 0.26066 | 417.245 | 267.54 | 0.26066 | 414.746 | 255.966 | 0 | 657.298 | 657.174 | 162692 | 49.24 | 163265 | 148687 | 148409 | 148409 | 146331 | 146064 | 1592.5 | 0 | 0 | 474.011 | 0 | 145590 | 950 | 143143 | 142427.6094
2871 | 1987-04-30 14:00 | 692 | 604 | 239 | 19.4 | 6.2 | -9900 | 48.7438 | 254.249 | 38.9163 | 0 |  | 692 | 468.371 | 245.995 | 0.26333 | 447.817 | 229.876 | 0.26333 | 441.358 | 219.932 | 0 | 648.064 | 648.102 | 160454 | 48.828 | 160980 | 146503 | 145502 | 145502 | 143463 | 143180 | 1529.14 | 0 | 0 | 432.643 | 0 | 142748 | 950 | 140346 | 139644.0156
2872 | 1987-04-30 15:00 | 476 | 548 | 152 | 18.9 | 5.7 | -9900 | 36.353 | 264.546 | 51.8489 | 0 |  | 476 | 337.262 | 157.477 | 0.18113 | 253.842 | 147.08 | 0.18113 | 245.596 | 140.718 | 0 | 378.588 | 378.375 | 93674.4 | 36.476 | 93196 | 88421.7 | 87930 | 87930 | 84752.4 | 84604.8 | 1401.14 | 0 | 0 | -756.57 | 0 | 85361.4 | 944.599 | 83887.9 | 83468.4766
2873 | 1987-04-30 16:00 | 300 | 467 | 113 | 18.3 | 5.2 | -9900 | 23.7537 | 272.869 | 64.9288 | 0 |  | 300 | 196.475 | 116.296 | 0.11416 | 155.512 | 108.572 | 0.11416 | 144.48 | 103.876 | 0 | 243.389 | 243.336 | 60237.1 | 29.8634 | 59198.3 | 57885.5 | 57613.1 | 57613.1 | 56481.6 | 56424 | 1409.86 | 0 | 0 | -32.8282 | 0 | 56456.9 | 949.641 | 55273 | 54996.6055
2874 | 1987-04-30 17:00 | 99 | 158 | 68 | 17.2 | 5.2 | -9900 | 11.2371 | 280.558 | 77.9155 | 0 |  | 99 | 33.2615 | 69.2424 | 0.037672 | 14.8638 | 64.6074 | 0.037672 | 12.3087 | 61.8135 | 0 | 72.6398 | 72.7019 | 17999.5 | 20.6548 | 16601 | 16859.6 | 16746.7 | 16746.7 | 16512.2 | 16507.2 | 1331.75 | 0 | 0 | 4.5434 | 0 | 16502.7 | 950 | 15857.3 | 15778.0547
2875 | 1987-04-30 18:00 | 10 | 0 | 10 | 16.7 | 4.6 | -9900 | -0.96646 | 288.429 | 88.989 | 0 |  | 10 | 0 | 9.4161 | 0.0038053 | 0 | 8.7993 | 0 | 0 | 8.4186 | 0 | 8.2502 | 8.2474 | 2041.78 | 17.1028 | 1181.38 | 1199.47 | 1190.87 | 1190.87 | 1174.2 | 1174.18 | 1488.6 | 0 | 0 | 0.028033 | 0 | 1174.15 | 950 | 1114.54 | 1108.9719
2876 | 1987-04-30 19:00 | 0 | 0 | 0 | 16.7 | 4.1 | -9900
2877 | 1987-04-30 20:00 | 0 | 0 | 0 | 16.1 | 3.1 | -9900
2878 | 1987-04-30 21:00 | 0 | 0 | 0 | 16 | 3.2 | -9900
2879 | 1987-04-30 22:00 | 0 | 0 | 0 | 16 | 3.2 | -9900
2880 | 1987-04-30 23:00 | 0 | 0 | 0 | 15.9 | 3.3 | -9900
2881 | 1989-05-01 | 0 | 0 | 0 | 15.8 | 3.4 | -9900
2882 | 1989-05-01 01:00 | 0 | 0 | 0 | 15.7 | 3.5 | -9900
2883 | 1989-05-01 02:00 | 0 | 0 | 0 | 15.7 | 3.5 | -9900
2884 | 1989-05-01 03:00 | 0 | 0 | 0 | 15.6 | 3.6 | -9900
2885 | 1989-05-01 04:00 | 0 | 0 | 0 | 15 | 3.6 | -9900
2886 | 1989-05-01 05:00 | 43 | 116 | 31 | 15 | 1.5 | -9900 | 4.9245 | 75.1115 | 87.5069 | 0 |  | 43 | 5.9928 | 27.5292 | 0.016363 | 4.8021 | 25.8905 | 0.016363 | 2.0319 | 24.769 | 0 | 26.265 | 26.2553 | 6499.52 | 16.4764 | 5345.57 | 5506.84 | 5468.64 | 5468.64 | 5392.07 | 5391.5 | 1444.76 | 0 | 0 | 0.61231 | 0 | 5390.89 | 950 | 5136.6 | 5110.9214
2887 | 1989-05-01 06:00 | 218 | 510 | 67 | 17.2 | 2.1 | -9900 | 17.3074 | 82.7677 | 74.7231 | 0 |  | 218 | 133.584 | 65.0993 | 0.082956 | 127.445 | 61.0445 | 0.082956 | 109.384 | 58.4019 | 0 | 164.43 | 164.361 | 40684.4 | 26.1936 | 39364.9 | 39122.7 | 38875.9 | 38875.9 | 38331.6 | 38306.6 | 1480.71 | 0 | 0 | 26.6956 | 0 | 38279.9 | 950 | 37369.6 | 37182.7109
2888 | 1989-05-01 07:00 | 431 | 718 | 75 | 18.3 | 2.1 | -9900 | 29.9012 | 90.5791 | 61.6914 | 0 |  | 431 | 338.243 | 74.8426 | 0.16401 | 328.349 | 70.1269 | 0.16401 | 310.036 | 67.0916 | 0 | 369.585 | 369.4 | 91441.7 | 38.5131 | 90887.5 | 86159.6 | 85568.8 | 85568.8 | 84370.5 | 84264.6 | 1513.03 | 0 | 0 | 139.214 | 0 | 84125.4 | 949.999 | 82669.1 | 82255.7109
2889 | 1989-05-01 08:00 | 584 | 702 | 112 | 17.8 | 4.1 | -9900 | 42.468 | 99.5256 | 48.5978 | 0 |  | 584 | 461.726 | 112.813 | 0.22223 | 450.41 | 105.653 | 0.22223 | 438.842 | 101.08 | 0 | 529.123 | 528.581 | 130846 | 44.2075 | 130964 | 121437 | 120762 | 120762 | 119071 | 118879 | 1542.49 | 0 | 0 | 303.364 | 0 | 118576 | 950 | 116620 | 116037.0312
2890 | 1989-05-01 09:00 | 476 | 111 | 385 | 17.2 | 5.2 | -9900 | 54.6349 | 111.488 | 35.7012 | 0 |  | 476 | 90.4976 | 384.314 | 0.18113 | 87.6749 | 359.643 | 0.18113 | 86.6593 | 344.08 | 0 | 422.125 | 421.89 | 104444 | 37.2483 | 104106 | 99351.2 | 99078.9 | 99078.9 | 97691.8 | 97568.9 | 1572.62 | 0 | 0 | 209.797 | 0 | 97359.1 | 950 | 95766.4 | 95287.6094
2891 | 1989-05-01 10:00 | 837 | 634 | 261 | 18.3 | 6.2 | -9900 | 65.4864 | 131.04 | 23.647 | 0 |  | 837 | 579.18 | 264.951 | 0.3185 | 552.687 | 247.965 | 0.3185 | 550.145 | 237.235 | 0 | 771.632 | 771.059 | 190888 | 53.3111 | 191628 | 170846 | 169964 | 169964 | 167585 | 167202 | 1532.46 | 0 | 0 | 593.237 | 0 | 166608 | 950 | 163687 | 162868.9062
2892 | 1989-05-01 11:00 | 836 | 747 | 127 | 18.9 | 5.7 | -9900 | 72.1578 | 167.555 | 15.0481 | 0 |  | 836 | 718.853 | 128.979 | 0.31812 | 693.629 | 120.656 | 0.31812 | 692.386 | 115.436 | 0 | 791.665 | 791.006 | 195817 | 55.6433 | 196593 | 173493 | 172997 | 172997 | 170573 | 170173 | 1534.68 | 0 | 0 | 592.125 | 0 | 169581 | 950 | 166598 | 165765.0625
2893 | 1989-05-01 12:00 | 983 | 934 | 109 | 20 | 5.7 | -9900 | 69.843 | 212.541 | 16.5468 | 0 |  | 983 | 892.207 | 111.377 | 0.37406 | 885.869 | 104.158 | 0.37406 | 883.941 | 99.6514 | 0 | 963.92 | 963.455 | 238513 | 64.7538 | 239201 | 203461 | 202858 | 202858 | 200016 | 199510 | 1585.35 | 5672.16 | 0 | 865.289 | 0 | 198645 | 950 | 189304 | 188357.9062
2894 | 1989-05-01 13:00 | 866 | 888 | 94 | 19.4 | 6.7 | -9900 | 60.6121 | 239.792 | 26.4191 | 0 |  | 866 | 792.885 | 96.675 | 0.32954 | 792.885 | 90.3797 | 0.32954 | 788.229 | 86.4697 | 0 | 857.204 | 857.134 | 212195 | 57.444 | 213054 | 187438 | 187150 | 187150 | 184530 | 184103 | 1592.64 | 0 | 0 | 748.729 | 0 | 183354 | 950 | 180056 | 179155.9844
2895 | 1989-05-01 14:00 | 727 | 878 | 67 | 18.9 | 6.7 | -9900 | 48.9566 | 254.871 | 38.7381 | 0 |  | 727 | 681.88 | 69.4242 | 0.27664 | 656.777 | 64.8818 | 0.27664 | 647.419 | 62.0751 | 0 | 695.304 | 695.612 | 172217 | 49.7748 | 172865 | 156479 | 155404 | 155404 | 153228 | 152895 | 1518.77 | 0 | 0 | 491.992 | 0 | 152404 | 950 | 149807 | 149057.875
2896 | 1989-05-01 15:00 | 575 | 852 | 70 | 18.9 | 5.2 | -9900 | 36.5435 | 265.069 | 51.6905 | 0 |  | 575 | 525.143 | 72.7325 | 0.2188 | 398.017 | 67.9482 | 0.2188 | 385.219 | 65.0091 | 0 | 441.223 | 441.866 | 109392 | 39.8976 | 109248 | 101323 | 100676 | 100676 | 93168.7 | 92981.1 | 1430.53 | 0 | 0 | -530.91 | 454.102 | 93057.9 | 944.757 | 91418.1 | 90960.9844
2897 | 1989-05-01 16:00 | 358 | 756 | 53 | 18.9 | 5.2 | -9900 | 23.9422 | 273.329 | 64.7703 | 0 |  | 358 | 319.956 | 55.3093 | 0.13623 | 254.358 | 51.6411 | 0.13623 | 236.513 | 49.4076 | 0 | 280.202 | 279.89 | 69287.9 | 32.2005 | 68458.4 | 66043.2 | 65718.8 | 65718.8 | 62203.3 | 62124.6 | 1398.92 | 0 | 0 | -112.557 | 159.038 | 62078.1 | 938.839 | 60866 | 60561.7148
2898 | 1989-05-01 17:00 | 128 | 448 | 41 | 16.7 | 5.7 | -9900 | 11.4372 | 280.982 | 77.744 | 0 |  | 128 | 93.0163 | 42.8957 | 0.048708 | 40.5673 | 39.9548 | 0.048708 | 33.8043 | 38.2277 | 0 | 70.5913 | 70.6708 | 17495.3 | 19.9828 | 16177.9 | 16399.5 | 16177.5 | 16177.5 | 15816.7 | 15808.7 | 1117.11 | 0 | 0 | 2.6565 | 0 | 15806 | 937.797 | 15200.5 | 15124.5088
2899 | 1989-05-01 18:00 | 19 | 48 | 13 | 16.7 | 4.1 | -9900 | -0.74344 | 288.832 | 88.8901 | 0 |  | 19 | 1.3355 | 11.4961 | 0.0072301 | 0 | 10.7275 | 0 | 0 | 10.2636 | 0 | 10.0583 | 10.0565 | 2489.65 | 17.2024 | 1581.77 | 1612.82 | 1603.46 | 1603.46 | 1581.01 | 1580.98 | 1504.58 | 0 | 0 | 0.051489 | 0 | 1580.92 | 950 | 1501.14 | 1493.635
2900 | 1989-05-01 19:00 | 0 | 0 | 0 | 16.1 | 4.1 | -9900
2901 | 1989-05-01 20:00 | 0 | 0 | 0 | 15.6 | 3.1 | -9900
2902 | 1989-05-01 21:00 | 0 | 0 | 0 | 15 | 2.1 | -9900
2903 | 1989-05-01 22:00 | 0 | 0 | 0 | 14.4 | 2.6 | -9900
2904 | 1989-05-01 23:00 | 0 | 0 | 0 | 15 | 2.6 | -9900
2905 | 1989-05-02 | 0 | 0 | 0 | 15.6 | 3.1 | -9900
2906 | 1989-05-02 01:00 | 0 | 0 | 0 | 14.4 | 2.1 | -9900
2907 | 1989-05-02 02:00 | 0 | 0 | 0 | 14.4 | 2.1 | -9900
2908 | 1989-05-02 03:00 | 0 | 0 | 0 | 14.4 | 1.5 | -9900
2909 | 1989-05-02 04:00 | 0 | 0 | 0 | 14.4 | 2.1 | -9900
2910 | 1989-05-02 05:00 | 24 | 15 | 22 | 14.4 | 1.5 | -9900 | 5.109 | 74.8735 | 87.3354 | 0 |  | 24 | 1.0429 | 21.0946 | 0.0091327 | 0.83382 | 19.763 | 0.0091327 | 0.34936 | 18.9076 | 0 | 18.8718 | 18.8627 | 4669.6 | 15.4607 | 3599.92 | 3716.98 | 3689.02 | 3689.02 | 3637.38 | 3637.18 | 1498.18 | 0 | 0 | 0.27899 | 0 | 3636.9 | 950 | 3459.37 | 3442.0737
2911 | 1989-05-02 06:00 | 160 | 292 | 73 | 16.1 | 2.1 | -9900 | 17.4812 | 82.5111 | 74.5646 | 0 |  | 160 | 76.996 | 70.9356 | 0.060885 | 73.4958 | 66.4895 | 0.060885 | 63.2221 | 63.6114 | 0 | 124.297 | 124.249 | 30756.3 | 22.8987 | 29351.2 | 29554.6 | 29390 | 29390 | 28978.6 | 28965.8 | 1515.21 | 0 | 0 | 16.76 | 0 | 28949 | 950 | 28113.9 | 27973.377
2912 | 1989-05-02 07:00 | 459 | 771 | 75 | 17.2 | 2.6 | -9900 | 30.0713 | 90.2937 | 61.5395 | 0 |  | 459 | 364.761 | 74.8286 | 0.17466 | 354.174 | 70.1131 | 0.17466 | 334.604 | 67.0784 | 0 | 393.648 | 393.299 | 97358.7 | 38.2367 | 96907.9 | 91970.7 | 91313.5 | 91313.5 | 90035.1 | 89913 | 1513.91 | 0 | 0 | 156.833 | 0 | 89756.1 | 949.999 | 88246.8 | 87805.5469
2913 | 1989-05-02 08:00 | 665 | 847 | 93 | 18.3 | 3.1 | -9900 | 42.6435 | 99.1956 | 48.4445 | 0 |  | 665 | 559.376 | 93.8099 | 0.25305 | 545.665 | 87.8277 | 0.25305 | 531.776 | 84.0269 | 0 | 603.486 | 602.774 | 149210 | 49.8159 | 149602 | 135519 | 134752 | 134752 | 132865 | 132623 | 1536.92 | 0 | 0 | 369.36 | 0 | 132254 | 950 | 130036 | 129385.9375
2914 | 1989-05-02 09:00 | 834 | 893 | 106 | 18.3 | 4.1 | -9900 | 54.8309 | 111.095 | 35.5331 | 0 |  | 834 | 723.751 | 107.232 | 0.31736 | 701.501 | 100.367 | 0.31736 | 693.465 | 96.0242 | 0 | 773.699 | 772.742 | 191296 | 56.9055 | 192056 | 168594 | 167837 | 167837 | 165486 | 165113 | 1532.29 | 0 | 0 | 586.171 | 0 | 164527 | 950 | 161652 | 160843.5469
2915 | 1989-05-02 10:00 | 952 | 923 | 113 | 19.4 | 4.1 | -9900 | 65.7284 | 130.613 | 23.4366 | 0 |  | 952 | 843.361 | 114.554 | 0.36227 | 804.973 | 107.193 | 0.36227 | 801.341 | 102.555 | 0 | 885.818 | 885.102 | 219121 | 63.6189 | 219809 | 186670 | 185581 | 185581 | 182983 | 182510 | 1514.54 | 1191.17 | 0 | 697.499 | 0 | 181812 | 950 | 177344 | 176457.3594
2916 | 1989-05-02 11:00 | 999 | 927 | 116 | 20 | 4.6 | -9900 | 72.4556 | 167.458 | 14.7617 | 0 |  | 999 | 894.974 | 117.9 | 0.38015 | 864.822 | 110.293 | 0.38015 | 863.331 | 105.521 | 0 | 949.475 | 948.495 | 234806 | 66.3201 | 235410 | 197801 | 197016 | 197016 | 194256 | 193731 | 1523.37 | 5621.14 | 0 | 760.429 | 0 | 192970 | 950 | 183813 | 182893.5938
2917 | 1989-05-02 12:00 | 982 | 924 | 115 | 21.1 | 3.6 | -9900 | 70.0928 | 213.022 | 16.3059 | 0 |  | 982 | 884.745 | 117.408 | 0.37368 | 878.46 | 109.798 | 0.37368 | 876.604 | 105.047 | 0 | 962.018 | 961.511 | 238030 | 70.2416 | 238723 | 197986 | 197451 | 197451 | 194686 | 194205 | 1585.62 | 2828.12 | 0 | 825.096 | 0 | 193380 | 950 | 187013 | 186077.7969
2918 | 1989-05-02 13:00 | 904 | 912 | 110 | 22.2 | 3.6 | -9900 | 60.7867 | 240.288 | 26.2668 | 0 |  | 904 | 815.151 | 112.909 | 0.344 | 815.151 | 105.557 | 0.344 | 810.423 | 100.99 | 0 | 893.185 | 893.172 | 221121 | 67.8489 | 221956 | 186405 | 186139 | 186139 | 183532 | 183114 | 1601.12 | 0 | 0 | 741.334 | 0 | 182373 | 950 | 179098 | 178202.6406
2919 | 1989-05-02 14:00 | 762 | 879 | 100 | 21.7 | 4.1 | -9900 | 49.094 | 255.276 | 38.6235 | 0 |  | 762 | 683.612 | 103.166 | 0.28996 | 661.281 | 96.4174 | 0.28996 | 651.932 | 92.2465 | 0 | 729.295 | 729.564 | 180624 | 58.1484 | 181336 | 158437 | 157766 | 157766 | 155557 | 155219 | 1526.5 | 0 | 0 | 509.85 | 0 | 154709 | 950 | 152065 | 151304.3594
2920 | 1989-05-02 15:00 | 572 | 821 | 85 | 20.6 | 4.1 | -9900 | 36.667 | 265.407 | 51.588 | 0 |  | 572 | 506.098 | 88.0831 | 0.21766 | 385.232 | 82.2901 | 0.21766 | 372.926 | 78.7306 | 0 | 442.624 | 442.262 | 109488 | 42.695 | 109326 | 100287 | 99824.3 | 99824.3 | 92757.6 | 92573.3 | 1414.13 | 0 | 0 | -640.335 | 339.763 | 92873.8 | 943.323 | 91244.4 | 90788.2109
2921 | 1989-05-02 16:00 | 352 | 713 | 64 | 19.4 | 4.6 | -9900 | 24.0649 | 273.627 | 64.6671 | 0 |  | 352 | 301.821 | 66.9341 | 0.13395 | 240.351 | 62.4656 | 0.13395 | 223.606 | 59.7642 | 0 | 277.703 | 277.552 | 68710.9 | 32.9544 | 67854.6 | 65307.8 | 64967.2 | 64967.2 | 61927.5 | 61854.2 | 1408.65 | 0 | 0 | -73.0578 | 0 | 61927.3 | 939.17 | 60706.4 | 60402.8633
2922 | 1989-05-02 17:00 | 128 | 421 | 44 | 17.8 | 2.6 | -9900 | 11.5678 | 281.255 | 77.6319 | 0 |  | 128 | 89.6077 | 45.9321 | 0.048708 | 36.9907 | 42.7894 | 0.048708 | 31.0094 | 40.9396 | 0 | 70.5101 | 70.6423 | 17486.2 | 21.5785 | 16161.6 | 16280.8 | 16134.1 | 16134.1 | 15822.2 | 15814.2 | 1095.8 | 0 | 0 | 2.4727 | 0 | 15811.8 | 939.595 | 15202.5 | 15126.4766
2923 | 1989-05-02 18:00 | 18 | 53 | 12 | 16.7 | 2.1 | -9900 | -0.59777 | 289.092 | 88.8254 | 0 |  | 18 | 1.4132 | 10.5382 | 0.0068495 | 0 | 9.8306 | 0 | 0 | 9.4055 | 0 | 9.2174 | 9.2141 | 2281.06 | 17.2042 | 1394.21 | 1419.04 | 1410.09 | 1410.09 | 1390.35 | 1390.32 | 1493.33 | 0 | 0 | 0.039344 | 0 | 1390.28 | 950 | 1319.91 | 1313.3149
2924 | 1989-05-02 19:00 | 0 | 0 | 0 | 16.7 | 2.1 | -9900
2925 | 1989-05-02 20:00 | 0 | 0 | 0 | 16.1 | 1.5 | -9900
2926 | 1989-05-02 21:00 | 0 | 0 | 0 | 15.6 | 3.1 | -9900
2927 | 1989-05-02 22:00 | 0 | 0 | 0 | 15.6 | 3.1 | -9900
2928 | 1989-05-02 23:00 | 0 | 0 | 0 | 15.6 | 3.6 | -9900
2929 | 1989-05-03 | 0 | 0 | 0 | 15 | 1.5 | -9900
2930 | 1989-05-03 01:00 | 0 | 0 | 0 | 15 | 3.1 | -9900
2931 | 1989-05-03 02:00 | 0 | 0 | 0 | 14.4 | 3.6 | -9900
2932 | 1989-05-03 03:00 | 0 | 0 | 0 | 13.9 | 3.6 | -9900
2933 | 1989-05-03 04:00 | 0 | 0 | 0 | 13.9 | 2.6 | -9900
2934 | 1989-05-03 05:00 | 14 | 1 | 14 | 14.4 | 2.6 | -9900 | 5.2892 | 74.6377 | 87.1681 | 0 |  | 14 | 0 | 14.124 | 0.0053274 | 0 | 13.1995 | 0.0053274 | 0 | 12.6285 | 0 | 12.3759 | 12.371 | 3062.61 | 15.0617 | 2103.46 | 2164.17 | 2152.26 | 2152.26 | 2122.13 | 2122.07 | 1518.74 | 0 | 0 | 0.093876 | 0 | 2121.97 | 950 | 2015.81 | 2005.7281
2935 | 1989-05-03 06:00 | 83 | 3 | 82 | 15 | 2.1 | -9900 | 17.6506 | 82.2568 | 74.4103 | 0 |  | 83 | 0.88534 | 81.0345 | 0.031584 | 0.84518 | 75.8016 | 0.031584 | 0.7286 | 72.5219 | 0 | 71.7855 | 71.7522 | 17763.4 | 18.9262 | 16354.3 | 16728 | 16667.5 | 16667.5 | 16434.2 | 16430.6 | 1559.46 | 0 | 0 | 5.8883 | 0 | 16424.8 | 950 | 15784.5 | 15705.5576
2936 | 1989-05-03 07:00 | 259 | 112 | 203 | 16.1 | 3.1 | -9900 | 30.2367 | 90.0104 | 61.3921 | 0 |  | 259 | 53.1818 | 200.36 | 0.098557 | 51.5514 | 187.554 | 0.098557 | 48.7273 | 179.438 | 0 | 223.602 | 223.52 | 55333.5 | 27.7867 | 54182.1 | 53593.9 | 53386.6 | 53386.6 | 52639.2 | 52602.6 | 1556.06 | 0 | 0 | 59.2977 | 0 | 52543.3 | 950 | 51385.8 | 51128.8555
2937 | 1989-05-03 08:00 | 548 | 420 | 263 | 17.2 | 4.1 | -9900 | 42.814 | 98.8672 | 48.2961 | 0 |  | 548 | 278.625 | 262.167 | 0.20853 | 272.106 | 245.464 | 0.20853 | 265.238 | 234.841 | 0 | 490.078 | 489.582 | 121195 | 41.6591 | 121149 | 113584 | 113140 | 113140 | 111556 | 111391 | 1554.48 | 0 | 0 | 268.359 | 0 | 111123 | 950 | 109308 | 108761.5625
2938 | 1989-05-03 09:00 | 812 | 755 | 195 | 18.3 | 4.6 | -9900 | 55.0213 | 110.702 | 35.3706 | 0 |  | 812 | 613.207 | 197.082 | 0.30899 | 594.77 | 184.515 | 0.30899 | 588.029 | 176.53 | 0 | 749.268 | 748.289 | 185240 | 54.843 | 185973 | 164858 | 164266 | 164266 | 161966 | 161609 | 1535.35 | 0 | 0 | 563.673 | 0 | 161045 | 950 | 158250 | 157458.4219
2939 | 1989-05-03 10:00 | 890 | 747 | 209 | 18.9 | 4.6 | -9900 | 65.9644 | 130.18 | 23.2325 | 0 |  | 890 | 684.324 | 212.787 | 0.33867 | 653.486 | 199.152 | 0.33867 | 650.591 | 190.535 | 0 | 824.303 | 823.396 | 203844 | 59.1109 | 204596 | 177653 | 176779 | 176779 | 174304 | 173888 | 1529.5 | 0 | 0 | 641.619 | 0 | 173247 | 950 | 170172 | 169321.5312
2940 | 1989-05-03 11:00 | 969 | 790 | 215 | 20 | 5.2 | -9900 | 72.7487 | 167.352 | 14.4804 | 0 |  | 969 | 763.975 | 218.966 | 0.36873 | 739.306 | 204.846 | 0.36873 | 738.08 | 195.983 | 0 | 915.381 | 914.222 | 226318 | 63.444 | 227014 | 193572 | 192625 | 192625 | 189928 | 189418 | 1510.69 | 3278.08 | 0 | 721.916 | 0 | 188696 | 950 | 181986 | 181075.9531
2941 | 1989-05-03 12:00 | 964 | 800 | 213 | 21.1 | 5.2 | -9900 | 70.3386 | 213.502 | 16.0694 | 0 |  | 964 | 766.101 | 217.941 | 0.36683 | 761.747 | 203.81 | 0.36683 | 760.185 | 194.992 | 0 | 936.074 | 935.73 | 231652 | 65.5661 | 232408 | 197056 | 196527 | 196527 | 193775 | 193303 | 1590.52 | 2530.37 | 0 | 817.707 | 0 | 192485 | 950 | 186437 | 185504.375
2942 | 1989-05-03 13:00 | 873 | 767 | 203 | 20.6 | 5.2 | -9900 | 60.9583 | 240.78 | 26.1175 | 0 |  | 873 | 687.574 | 209.75 | 0.3322 | 687.574 | 196.064 | 0.3322 | 683.635 | 187.582 | 0 | 853.792 | 853.766 | 211363 | 61.1712 | 212223 | 183688 | 183417 | 183417 | 180849 | 180443 | 1595.29 | 0 | 0 | 718.882 | 0 | 179724 | 950 | 176512 | 175629.4688
2943 | 1989-05-03 14:00 | 732 | 726 | 184 | 20.6 | 4.1 | -9900 | 49.2295 | 255.675 | 38.5106 | 0 |  | 732 | 565.619 | 190.381 | 0.27855 | 548.52 | 177.887 | 0.27855 | 540.824 | 170.192 | 0 | 696.796 | 696.916 | 172541 | 55.4173 | 173195 | 153301 | 152676 | 152676 | 150539 | 150237 | 1554.73 | 0 | 0 | 489.137 | 0 | 149748 | 950 | 147211 | 146474.7188
2944 | 1989-05-03 15:00 | 540 | 646 | 154 | 20.6 | 3.1 | -9900 | 36.7895 | 265.741 | 51.4863 | 0 |  | 540 | 400.883 | 159.36 | 0.20549 | 306.451 | 148.839 | 0.20549 | 296.726 | 142.401 | 0 | 430.345 | 430.212 | 106503 | 43.0935 | 106242 | 97855.8 | 97368.3 | 97368.3 | 93405.6 | 93228.3 | 1402.71 | 0 | 0 | -1105.87 | 0 | 94334.2 | 943.689 | 92737.3 | 92273.6094
2945 | 1989-05-03 16:00 | 318 | 503 | 113 | 20 | 4.1 | -9900 | 24.1869 | 273.92 | 64.5643 | 0 |  | 318 | 214.628 | 116.176 | 0.12101 | 171.152 | 108.46 | 0.12101 | 159.31 | 103.769 | 0 | 257.817 | 257.976 | 63865.5 | 32.8883 | 62884.8 | 60734.4 | 60439.5 | 60439.5 | 59093 | 59029.4 | 1402.42 | 0 | 0 | -124.416 | 0 | 59153.8 | 949.551 | 57939.4 | 57649.7109
2946 | 1989-05-03 17:00 | 111 | 238 | 64 | 18.9 | 3.6 | -9900 | 11.6979 | 281.524 | 77.5201 | 0 |  | 111 | 50.029 | 65.7793 | 0.042239 | 20.3036 | 61.3313 | 0.042239 | 17.0837 | 58.6795 | 0 | 74.2479 | 74.2834 | 18387.8 | 22.6965 | 16999.6 | 17117.1 | 16992.3 | 16992.3 | 16754.4 | 16748.3 | 1250.23 | 0 | 0 | 4.172 | 0 | 16744.2 | 950 | 16093.7 | 16013.1943
2947 | 1989-05-03 18:00 | 15 | 5 | 14 | 17.2 | 3.1 | -9900 | -0.45264 | 289.347 | 88.7608 | 0 |  | 15 | 0.24848 | 13.6907 | 0.0057079 | 0 | 12.7947 | 0 | 0 | 12.2412 | 0 | 11.9964 | 11.9912 | 2968.6 | 17.827 | 2017.29 | 2059.01 | 2047.45 | 2047.45 | 2018.78 | 2018.73 | 1532.16 | 0 | 0 | 0.086664 | 0 | 2018.64 | 950 | 1917.47 | 1907.8865
2948 | 1989-05-03 19:00 | 0 | 0 | 0 | 17.2 | 1.5 | -9900
2949 | 1989-05-03 20:00 | 0 | 0 | 0 | 17.2 | 2.1 | -9900
2950 | 1989-05-03 21:00 | 0 | 0 | 0 | 16.7 | 3.1 | -9900
2951 | 1989-05-03 22:00 | 0 | 0 | 0 | 16.7 | 2.6 | -9900
2952 | 1989-05-03 23:00 | 0 | 0 | 0 | 16.7 | 2.6 | -9900
2953 | 1989-05-04 | 0 | 0 | 0 | 16.7 | 3.1 | -9900
2954 | 1989-05-04 01:00 | 0 | 0 | 0 | 16.7 | 3.6 | -9900
2955 | 1989-05-04 02:00 | 0 | 0 | 0 | 16.1 | 3.1 | -9900
2956 | 1989-05-04 03:00 | 0 | 0 | 0 | 15.6 | 4.1 | -9900
2957 | 1989-05-04 04:00 | 0 | 0 | 0 | 15.6 | 1.5 | -9900
2958 | 1989-05-04 05:00 | 43 | 2 | 43 | 16.1 | 1.5 | -9900 | 5.465 | 74.4043 | 87.0049 | 0 |  | 43 | 0 | 41.0866 | 0.016363 | 0 | 38.4866 | 0.016363 | 0 | 36.8209 | 0 | 36.0845 | 36.0789 | 8931.76 | 18.1288 | 7679.24 | 7874.9 | 7838.25 | 7838.25 | 7728.51 | 7727.71 | 1551.9 | 0 | 0 | 1.3098 | 0 | 7726.4 | 950 | 7373.65 | 7336.7798
2959 | 1989-05-04 06:00 | 83 | 5 | 81 | 16.7 | 3.1 | -9900 | 17.8155 | 82.0048 | 74.2603 | 0 |  | 83 | 1.7713 | 80.0655 | 0.031584 | 1.6914 | 74.894 | 0.031584 | 1.4611 | 71.6535 | 0 | 71.6524 | 71.6328 | 17733.5 | 20.4453 | 16324.8 | 16604.1 | 16545.6 | 16545.6 | 16314 | 16310.6 | 1571.65 | 0 | 0 | 5.8318 | 0 | 16304.7 | 950 | 15667.9 | 15589.5762
2960 | 1989-05-04 07:00 | 193 | 5 | 190 | 17.2 | 2.1 | -9900 | 30.3974 | 89.7293 | 61.2493 | 0 |  | 193 | 2.8484 | 187.754 | 0.073442 | 2.7623 | 175.654 | 0.073442 | 2.6123 | 168.054 | 0 | 167.253 | 167.181 | 41387.6 | 26.3479 | 40061 | 39847.3 | 39740.3 | 39740.3 | 39184 | 39164 | 1558.17 | 0 | 0 | 33.3616 | 0 | 39130.6 | 950 | 38222.8 | 38031.7266
2961 | 1989-05-04 08:00 | 290 | 99 | 223 | 17.8 | 3.6 | -9900 | 42.9794 | 98.5407 | 48.1527 | 0 |  | 290 | 65.4816 | 221.691 | 0.11035 | 63.8624 | 207.469 | 0.11035 | 62.2632 | 198.491 | 0 | 255.539 | 255.347 | 63212.3 | 30.8505 | 62176.6 | 60801.6 | 60631.5 | 60631.5 | 59782.6 | 59736.4 | 1571.13 | 0 | 0 | 78.407 | 0 | 59658 | 949.999 | 58406.4 | 58114.3281
2962 | 1989-05-04 09:00 | 757 | 607 | 260 | 18.9 | 4.1 | -9900 | 55.2061 | 110.31 | 35.2137 | 0 |  | 757 | 493.792 | 261.712 | 0.28806 | 479.28 | 244.995 | 0.28806 | 473.904 | 234.393 | 0 | 694.131 | 693.607 | 171704 | 53.552 | 172343 | 153718 | 153170 | 153170 | 151025 | 150720 | 1545.09 | 0 | 0 | 495.113 | 0 | 150225 | 950 | 147652 | 146913.6562
2963 | 1989-05-04 10:00 | 864 | 658 | 263 | 19.4 | 3.6 | -9900 | 66.1945 | 129.743 | 23.0347 | 0 |  | 864 | 603.745 | 266.785 | 0.32878 | 576.674 | 249.677 | 0.32878 | 574.165 | 238.873 | 0 | 796.778 | 796.043 | 197073 | 60.0847 | 197825 | 171134 | 170354 | 170354 | 167967 | 167582 | 1530.74 | 0 | 0 | 595.758 | 0 | 166986 | 950 | 164056 | 163235.6094
2964 | 1989-05-04 11:00 | 837 | 426 | 431 | 20 | 5.2 | -9900 | 73.0371 | 167.238 | 14.2044 | 0 |  | 837 | 411.239 | 436.91 | 0.3185 | 398.536 | 408.725 | 0.3185 | 397.9 | 391.041 | 0 | 773.161 | 772.558 | 191254 | 56.7121 | 192030 | 169101 | 168560 | 168560 | 166200 | 165837 | 1556.31 | 0 | 0 | 582.013 | 0 | 165255 | 950 | 162371 | 161558.7344
2965 | 1989-05-04 12:00 | 680 | 248 | 447 | 19.4 | 5.2 | -9900 | 70.5804 | 213.981 | 15.8372 | 0 |  | 680 | 237.603 | 453.292 | 0.25876 | 236.252 | 423.907 | 0.25876 | 235.782 | 405.567 | 0 | 628.522 | 628.221 | 155525 | 49.2532 | 156004 | 142004 | 141638 | 141638 | 139655 | 139408 | 1578.97 | 0 | 0 | 424.941 | 0 | 138983 | 950 | 136659 | 135975.875
2966 | 1989-05-04 13:00 | 450 | 93 | 369 | 19.4 | 3.1 | -9900 | 61.1271 | 241.267 | 25.971 | 0 |  | 450 | 83.092 | 375.415 | 0.17124 | 83.092 | 351.065 | 0.17124 | 82.6217 | 335.876 | 0 | 410.128 | 410.046 | 101514 | 40.8391 | 101123 | 95194.8 | 94971.9 | 94971.9 | 93642.2 | 93531.3 | 1575.89 | 0 | 0 | 192.931 | 0 | 93338.4 | 949.999 | 91809.6 | 91350.5312
2967 | 1989-05-04 14:00 | 567 | 265 | 367 | 19.4 | 4.1 | -9900 | 49.3633 | 256.069 | 38.3991 | 0 |  | 567 | 206.333 | 372.97 | 0.21576 | 200.901 | 348.589 | 0.21576 | 198.104 | 333.509 | 0 | 520.981 | 520.927 | 128965 | 45.4251 | 129048 | 119273 | 118983 | 118983 | 117317 | 117140 | 1560.82 | 0 | 0 | 300.484 | 0 | 116840 | 949.999 | 114938 | 114362.875
2968 | 1989-05-04 15:00 | 342 | 187 | 231 | 19.4 | 3.6 | -9900 | 36.9108 | 266.069 | 51.3854 | 0 |  | 342 | 115.208 | 233.246 | 0.13014 | 88.4739 | 217.986 | 0.13014 | 85.6846 | 208.556 | 0 | 288.356 | 288.4 | 71396.5 | 34.1398 | 70500.5 | 67959.1 | 67719.5 | 67719.5 | 66771.3 | 66697.5 | 1444.61 | 0 | 0 | 81.0299 | 0 | 66616.4 | 950 | 65310.6 | 64984.0586
2969 | 1989-05-04 16:00 | 157 | 35 | 143 | 18.3 | 3.6 | -9900 | 24.3082 | 274.208 | 64.4619 | 0 |  | 157 | 14.6435 | 144.3 | 0.059743 | 11.6712 | 134.945 | 0.059743 | 10.8689 | 129.107 | 0 | 137.176 | 137.126 | 33947.1 | 25.3083 | 32555.3 | 32506.8 | 32404.7 | 32404.7 | 31951 | 31937.3 | 1537.47 | 0 | 0 | 21.819 | 0 | 31915.5 | 950 | 31054.4 | 30899.1621
2970 | 1989-05-04 17:00 | 71 | 11 | 68 | 17.8 | 3.6 | -9900 | 11.8274 | 281.788 | 77.4086 | 0 |  | 71 | 3.1866 | 67.6555 | 0.027018 | 1.2219 | 63.2404 | 0.027018 | 1.0342 | 60.5046 | 0 | 60.308 | 60.2982 | 14927.6 | 20.8818 | 13548.2 | 13758.6 | 13706.5 | 13706.5 | 13514.6 | 13512.2 | 1545.27 | 0 | 0 | 3.9105 | 0 | 13508.3 | 950 | 12950.5 | 12885.7227
2971 | 1989-05-04 18:00 | 10 | 0 | 10 | 17.2 | 2.6 | -9900 | -0.3081 | 289.597 | 88.6964 | 0 |  | 10 | 0 | 9.4455 | 0.0038053 | 0 | 8.825 | 0 | 0 | 8.4432 | 0 | 8.2744 | 8.2698 | 2047.3 | 17.6423 | 1186.15 | 1203.23 | 1194.51 | 1194.51 | 1177.79 | 1177.77 | 1512.73 | 0 | 0 | 0.028995 | 0 | 1177.74 | 950 | 1117.95 | 1112.3641
2972 | 1989-05-04 19:00 | 0 | 0 | 0 | 17.2 | 2.1 | -9900
2973 | 1989-05-04 20:00 | 0 | 0 | 0 | 16.7 | 2.6 | -9900
2974 | 1989-05-04 21:00 | 0 | 0 | 0 | 16.7 | 3.6 | -9900
2975 | 1989-05-04 22:00 | 0 | 0 | 0 | 16.7 | 2.1 | -9900
2976 | 1989-05-04 23:00 | 0 | 0 | 0 | 16.1 | 2.1 | -9900
2977 | 1989-05-05 | 0 | 0 | 0 | 16.1 | 2.1 | -9900
2978 | 1989-05-05 01:00 | 0 | 0 | 0 | 16.1 | 2.6 | -9900
2979 | 1989-05-05 02:00 | 0 | 0 | 0 | 15.6 | 2.1 | -9900
2980 | 1989-05-05 03:00 | 0 | 0 | 0 | 15.6 | 2.6 | -9900
2981 | 1989-05-05 04:00 | 0 | 0 | 0 | 15.6 | 2.1 | -9900
2982 | 1989-05-05 05:00 | 30 | 10 | 29 | 15.6 | 1.5 | -9900 | 5.6364 | 74.1732 | 86.846 | 0 |  | 30 | 0.55957 | 30.0353 | 0.011416 | 0.45026 | 28.0554 | 0.011416 | 0.18986 | 26.8419 | 0 | 26.4911 | 26.4778 | 6554.98 | 17.0889 | 5388.7 | 5542.99 | 5511.95 | 5511.95 | 5434.78 | 5434.4 | 1558.87 | 0 | 0 | 0.64021 | 0 | 5433.76 | 950 | 5175.72 | 5149.8423
2983 | 1989-05-05 06:00 | 83 | 41 | 71 | 16.7 | 2.6 | -9900 | 17.9759 | 81.7552 | 74.1147 | 0 |  | 83 | 10.631 | 71.7001 | 0.031584 | 10.1528 | 67.0327 | 0.031584 | 8.7873 | 64.1327 | 0 | 71.4616 | 71.4269 | 17682.2 | 20.5205 | 16274 | 16548 | 16482.2 | 16482.2 | 16251.5 | 16247.9 | 1552.35 | 0 | 0 | 5.6103 | 0 | 16242.3 | 950 | 15607.1 | 15529.0508
2984 | 1989-05-05 07:00 | 244 | 88 | 200 | 17.8 | 2.1 | -9900 | 30.5533 | 89.4505 | 61.111 | 0 |  | 244 | 41.7661 | 201.578 | 0.092849 | 40.5138 | 188.562 | 0.092849 | 38.3321 | 180.403 | 0 | 214.361 | 214.235 | 53035.5 | 29.5227 | 51851.4 | 50958 | 50782 | 50782 | 50071.1 | 50037.8 | 1551.96 | 0 | 0 | 53.7313 | 0 | 49984 | 950 | 48877.2 | 48632.7695
2985 | 1989-05-05 08:00 | 579 | 413 | 297 | 18.9 | 4.1 | -9900 | 43.1397 | 98.216 | 48.0142 | 0 |  | 579 | 275.527 | 295.269 | 0.22033 | 268.714 | 276.404 | 0.22033 | 262.039 | 264.443 | 0 | 515.952 | 515.613 | 127639 | 44.6596 | 127699 | 118301 | 117920 | 117920 | 116269 | 116092 | 1565.29 | 0 | 0 | 292.979 | 0 | 115799 | 950 | 113897 | 113327.6328
2986 | 1989-05-05 09:00 | 757 | 612 | 255 | 19.4 | 4.1 | -9900 | 55.3852 | 109.918 | 35.0623 | 0 |  | 757 | 498.608 | 256.71 | 0.28806 | 484.178 | 240.314 | 0.28806 | 478.802 | 229.914 | 0 | 694.542 | 693.837 | 171763 | 54.0635 | 172403 | 153447 | 152879 | 152879 | 150739 | 150434 | 1541.67 | 0 | 0 | 491.295 | 0 | 149943 | 950 | 147376 | 146638.7656
2987 | 1989-05-05 10:00 | 849 | 670 | 236 | 20 | 4.6 | -9900 | 66.4184 | 129.301 | 22.8434 | 0 |  | 849 | 615.611 | 239.759 | 0.32307 | 588.146 | 224.389 | 0.32307 | 585.632 | 214.679 | 0 | 784.305 | 783.277 | 193912 | 58.2517 | 194663 | 169803 | 169042 | 169042 | 166675 | 166296 | 1531.89 | 0 | 0 | 588.664 | 0 | 165708 | 950 | 162808 | 161994.0469
2988 | 1989-05-05 11:00 | 931 | 654 | 306 | 20.6 | 4.1 | -9900 | 73.3206 | 167.116 | 13.9339 | 0 |  | 931 | 632.863 | 311.495 | 0.35427 | 614.201 | 291.41 | 0.35427 | 613.258 | 278.801 | 0 | 874.218 | 873.516 | 216242 | 64.2401 | 217012 | 184566 | 183751 | 183751 | 181179 | 180738 | 1543.8 | 0 | 0 | 677.205 | 0 | 180061 | 950 | 176834 | 175950.0625
2989 | 1989-05-05 12:00 | 863 | 626 | 273 | 20 | 4.6 | -9900 | 70.8182 | 214.459 | 15.6093 | 0 |  | 863 | 601.45 | 279.8 | 0.3284 | 598.031 | 261.654 | 0.3284 | 596.875 | 250.334 | 0 | 830.265 | 829.933 | 205463 | 60.5301 | 206311 | 178963 | 178487 | 178487 | 175987 | 175595 | 1579.48 | 0 | 0 | 674.322 | 0 | 174921 | 950 | 171820 | 170960.9375
2990 | 1989-05-05 13:00 | 803 | 569 | 306 | 20 | 5.2 | -9900 | 61.293 | 241.749 | 25.8274 | 0 |  | 803 | 509.64 | 313.193 | 0.30557 | 509.64 | 292.781 | 0.30557 | 506.79 | 280.115 | 0 | 771.166 | 771.084 | 190894 | 56.6421 | 191707 | 169233 | 168933 | 168933 | 166568 | 166220 | 1583.43 | 0 | 0 | 604.946 | 0 | 165615 | 950 | 162727 | 161913.3906
2991 | 1989-05-05 14:00 | 568 | 303 | 338 | 18.9 | 5.2 | -9900 | 49.4954 | 256.458 | 38.2892 | 0 |  | 568 | 237.173 | 343.507 | 0.21614 | 231.391 | 321.054 | 0.21614 | 228.193 | 307.166 | 0 | 524.651 | 524.429 | 129832 | 43.821 | 129930 | 120874 | 120563 | 120563 | 118874 | 118694 | 1570.75 | 0 | 0 | 310.09 | 0 | 118384 | 950 | 116453 | 115871.1016
2992 | 1989-05-05 15:00 | 294 | 79 | 247 | 18.3 | 4.1 | -9900 | 37.0311 | 266.393 | 51.2853 | 0 |  | 294 | 48.752 | 250.663 | 0.11188 | 37.5737 | 234.38 | 0.11188 | 36.3966 | 224.24 | 0 | 255.424 | 255.215 | 63181.2 | 31.0503 | 62147.4 | 60703.6 | 60534 | 60534 | 59686.5 | 59635.4 | 1500.54 | 0 | 0 | 72.2656 | 0 | 59563.2 | 950 | 58324.9 | 58033.2266
2993 | 1989-05-05 16:00 | 81 | 8 | 77 | 17.8 | 4.1 | -9900 | 24.4288 | 274.491 | 64.36 | 0 |  | 81 | 4.18 | 76.3564 | 0.030823 | 3.3287 | 71.411 | 0.030823 | 3.1014 | 68.3214 | 0 | 69.9943 | 69.9692 | 17321.8 | 21.2956 | 15917 | 16137.9 | 16079.7 | 16079.7 | 15854.5 | 15851.2 | 1542.14 | 0 | 0 | 5.3811 | 0 | 15845.8 | 950 | 15221.2 | 15145.1191
2994 | 1989-05-05 17:00 | 60 | 5 | 59 | 17.2 | 3.1 | -9900 | 11.9563 | 282.047 | 77.2973 | 0 |  | 60 | 1.0601 | 58.6099 | 0.022832 | 0.39303 | 54.7971 | 0.022832 | 0.334 | 52.4264 | 0 | 51.7052 | 51.6777 | 12793.4 | 19.902 | 11447.2 | 11667.1 | 11621.8 | 11621.8 | 11459.1 | 11457.3 | 1528.98 | 0 | 0 | 2.7963 | 0 | 11454.5 | 950 | 10963.7 | 10908.8545
2995 | 1989-05-05 18:00 | 10 | 1 | 10 | 17.2 | 4.1 | -9900 | -0.16419 | 289.842 | 88.6321 | 0 |  | 10 | 0 | 9.4521 | 0.0038053 | 0 | 8.8307 | 0 | 0 | 8.4487 | 0 | 8.2798 | 8.2766 | 2049 | 17.6135 | 1187.69 | 1204.93 | 1196.35 | 1196.35 | 1179.6 | 1179.58 | 1508.89 | 0 | 0 | 0.028917 | 0 | 1179.55 | 950 | 1119.67 | 1114.0745
2996 | 1989-05-05 19:00 | 0 | 0 | 0 | 17.2 | 3.6 | -9900
2997 | 1989-05-05 20:00 | 0 | 0 | 0 | 16.7 | 2.1 | -9900
2998 | 1989-05-05 21:00 | 0 | 0 | 0 | 16.7 | 2.6 | -9900
2999 | 1989-05-05 22:00 | 0 | 0 | 0 | 16.7 | 2.1 | -9900
3000 | 1989-05-05 23:00 | 0 | 0 | 0 | 16.1 | 2.1 | -9900
3001 | 1989-05-06 | 0 | 0 | 0 | 16.1 | 2.1 | -9900
3002 | 1989-05-06 01:00 | 0 | 0 | 0 | 16.1 | 2.1 | -9900
3003 | 1989-05-06 02:00 | 0 | 0 | 0 | 15.6 | 2.1 | -9900
3004 | 1989-05-06 03:00 | 0 | 0 | 0 | 15.6 | 0 | -9900
3005 | 1989-05-06 04:00 | 0 | 0 | 0 | 16.1 | 2.1 | -9900
3006 | 1989-05-06 05:00 | 27 | 1 | 27 | 16.1 | 2.1 | -9900 | 5.8033 | 73.9446 | 86.6914 | 0 |  | 27 | 0 | 26.6624 | 0.010274 | 0 | 24.9396 | 0.010274 | 0 | 23.8606 | 0 | 23.3834 | 23.37 | 5785.6 | 17.3788 | 4654.96 | 4781.43 | 4751.25 | 4751.25 | 4684.73 | 4684.45 | 1565.77 | 0 | 0 | 0.47886 | 0 | 4683.97 | 950 | 4458.91 | 4436.6152
3007 | 1989-05-06 06:00 | 95 | 6 | 93 | 16.7 | 2.6 | -9900 | 18.1317 | 81.508 | 73.9734 | 0 |  | 95 | 1.7723 | 91.7852 | 0.03615 | 1.6958 | 85.8643 | 0.03615 | 1.4705 | 82.1491 | 0 | 81.9472 | 81.93 | 20283 | 21.0823 | 18858.7 | 19134.8 | 19071.2 | 19071.2 | 18804.2 | 18799.6 | 1560.87 | 0 | 0 | 7.7319 | 0 | 18791.9 | 950 | 18094.2 | 18003.7129
3008 | 1989-05-06 07:00 | 202 | 6 | 199 | 17.2 | 2.6 | -9900 | 30.7044 | 89.1741 | 60.9773 | 0 |  | 202 | 2.847 | 196.59 | 0.076867 | 2.7617 | 183.924 | 0.076867 | 2.6142 | 175.966 | 0 | 175.008 | 174.919 | 43303.1 | 26.556 | 41997.2 | 41740.4 | 41630.4 | 41630.4 | 41047.6 | 41025.9 | 1574.17 | 0 | 0 | 37.052 | 0 | 40988.8 | 950 | 40049.7 | 39849.4844
3009 | 1989-05-06 08:00 | 358 | 116 | 278 | 18.3 | 2.1 | -9900 | 43.2948 | 97.8936 | 47.8807 | 0 |  | 358 | 78.1407 | 276.062 | 0.13623 | 76.2257 | 258.367 | 0.13623 | 74.347 | 247.187 | 0 | 315.104 | 315.001 | 77980.5 | 35.5364 | 77182.9 | 74129.9 | 73931.7 | 73931.7 | 72896.6 | 72826.1 | 1555.68 | 0 | 0 | 114.796 | 0 | 72711.3 | 949.999 | 71327 | 70970.3828
3010 | 1989-05-06 09:00 | 786 | 708 | 203 | 18.9 | 5.2 | -9900 | 55.5585 | 109.527 | 34.9166 | 0 |  | 786 | 578.887 | 204.949 | 0.2991 | 562.394 | 191.874 | 0.2991 | 556.21 | 183.571 | 0 | 724.985 | 724.46 | 179343 | 53.3265 | 180043 | 160695 | 160017 | 160017 | 157776 | 157441 | 1544.45 | 0 | 0 | 538.976 | 0 | 156902 | 950 | 154194 | 153422.8438
3011 | 1989-05-06 10:00 | 817 | 713 | 163 | 19.4 | 5.2 | -9900 | 66.6362 | 128.854 | 22.6585 | 0 |  | 817 | 656.587 | 165.752 | 0.31089 | 627.441 | 155.122 | 0.31089 | 624.805 | 148.41 | 0 | 757.751 | 757.061 | 187420 | 55.3757 | 188148 | 166116 | 165275 | 165275 | 162960 | 162588 | 1515.44 | 0 | 0 | 558.445 | 0 | 162029 | 950 | 159212 | 158415.6875
3012 | 1989-05-06 11:00 | 939 | 726 | 244 | 20 | 4.1 | -9900 | 73.599 | 166.984 | 13.6689 | 0 |  | 939 | 703.524 | 249.381 | 0.35732 | 683.764 | 233.305 | 0.35732 | 682.753 | 223.21 | 0 | 887.844 | 886.824 | 219533 | 64.305 | 220290 | 187255 | 186149 | 186149 | 183539 | 183090 | 1553.3 | 0 | 0 | 697.748 | 0 | 182392 | 950 | 179110 | 178214.75
3013 | 1989-05-06 12:00 | 923 | 837 | 133 | 20 | 3.6 | -9900 | 71.0519 | 214.935 | 15.3858 | 0 |  | 923 | 805.061 | 135.41 | 0.35123 | 800.484 | 126.631 | 0.35123 | 798.982 | 121.153 | 0 | 901.732 | 901.423 | 223159 | 66.0706 | 223969 | 189447 | 188920 | 188920 | 186275 | 185828 | 1577.71 | 0 | 0 | 747.998 | 0 | 185080 | 950 | 181741 | 180832.0781
3014 | 1989-05-06 13:00 | 899 | 869 | 138 | 19.4 | 5.2 | -9900 | 61.4561 | 242.225 | 25.6865 | 0 |  | 899 | 780.058 | 141.096 | 0.3421 | 780.058 | 131.908 | 0.3421 | 775.747 | 126.201 | 0 | 883.909 | 883.825 | 218808 | 61.3995 | 219651 | 189909 | 189613 | 189613 | 186958 | 186517 | 1591.23 | 0 | 0 | 766.68 | 0 | 185750 | 950 | 182396 | 181483.8906
3015 | 1989-05-06 14:00 | 762 | 837 | 127 | 18.9 | 5.2 | -9900 | 49.6257 | 256.84 | 38.1808 | 0 |  | 762 | 654.505 | 131.675 | 0.28996 | 639.667 | 123.035 | 0.28996 | 630.888 | 117.713 | 0 | 733.629 | 733.659 | 181633 | 53.7636 | 182363 | 162604 | 162150 | 162150 | 159880 | 159531 | 1539.57 | 0 | 0 | 543.673 | 0 | 158987 | 950 | 156249 | 155468.1875
3016 | 1989-05-06 15:00 | 509 | 562 | 171 | 18.9 | 3.6 | -9900 | 37.1504 | 266.71 | 51.186 | 0 |  | 509 | 350.39 | 176.396 | 0.19369 | 271.191 | 164.76 | 0.19369 | 262.75 | 157.633 | 0 | 411.975 | 411.752 | 101931 | 39.9441 | 101584 | 95021.4 | 94613.4 | 94613.4 | 91866.7 | 91698.2 | 1402.71 | 0 | 0 | -422.417 | 0 | 92120.6 | 946.25 | 90551.9 | 90099.1172
3017 | 1989-05-06 16:00 | 326 | 470 | 133 | 18.9 | 4.1 | -9900 | 24.5487 | 274.769 | 64.2584 | 0 |  | 326 | 201.499 | 136.348 | 0.12405 | 160.788 | 127.3 | 0.12405 | 149.882 | 121.795 | 0 | 266.243 | 266.579 | 65995.3 | 32.218 | 65038.4 | 63019.6 | 62646 | 62646 | 61577.6 | 61510.7 | 1408.32 | 0 | 0 | -56.8362 | 0 | 61567.6 | 950 | 60325.3 | 60023.6406
3018 | 1989-05-06 17:00 | 129 | 332 | 60 | 17.8 | 3.1 | -9900 | 12.0846 | 282.302 | 77.1862 | 0 |  | 129 | 73.0007 | 61.6436 | 0.049088 | 26.3771 | 57.4742 | 0.049088 | 22.506 | 54.9892 | 0 | 75.9452 | 75.8258 | 18768.4 | 21.7645 | 17398 | 17550.5 | 17398.8 | 17398.8 | 17155.2 | 17147.2 | 1180.87 | 0 | 0 | 3.4128 | 0 | 17143.8 | 950 | 16485.7 | 16403.2988
3019 | 1989-05-06 18:00 | 20 | 22 | 17 | 17.2 | 3.1 | -9900 | -0.020952 | 290.082 | 88.5594 | 0 |  | 20 | 0.86649 | 14.2666 | 0.0076106 | 0 | 13.2864 | 0 | 0 | 12.712 | 0 | 12.4578 | 12.4552 | 3083.48 | 17.8512 | 2122.63 | 2167.39 | 2155.15 | 2155.15 | 2124.97 | 2124.91 | 1493.83 | 0 | 0 | 0.092601 | 0 | 2124.82 | 950 | 2018.44 | 2008.3518
3020 | 1989-05-06 19:00 | 0 | 0 | 0 | 17.2 | 1.5 | -9900
3021 | 1989-05-06 20:00 | 0 | 0 | 0 | 17.8 | 3.1 | -9900
3022 | 1989-05-06 21:00 | 0 | 0 | 0 | 16.7 | 3.1 | -9900
3023 | 1989-05-06 22:00 | 0 | 0 | 0 | 16.7 | 3.6 | -9900
3024 | 1989-05-06 23:00 | 0 | 0 | 0 | 16.1 | 2.6 | -9900
3025 | 1989-05-07 | 0 | 0 | 0 | 15.6 | 2.6 | -9900
3026 | 1989-05-07 01:00 | 0 | 0 | 0 | 16.1 | 2.1 | -9900
3027 | 1989-05-07 02:00 | 0 | 0 | 0 | 16.1 | 3.1 | -9900
3028 | 1989-05-07 03:00 | 0 | 0 | 0 | 16.7 | 2.1 | -9900
3029 | 1989-05-07 04:00 | 0 | 0 | 0 | 16.1 | 2.1 | -9900
3030 | 1989-05-07 05:00 | 31 | 3 | 30 | 16.1 | 2.6 | -9900 | 5.9657 | 73.7185 | 86.5411 | 0 |  | 31 | 0.57986 | 31.0361 | 0.011796 | 0.46189 | 28.992 | 0.011796 | 0.19627 | 27.7379 | 0 | 27.3755 | 27.3633 | 6774.2 | 17.5636 | 5598.55 | 5749.89 | 5718.93 | 5718.93 | 5638.86 | 5638.46 | 1573.08 | 0 | 0 | 0.69325 | 0 | 5637.77 | 950 | 5370.93 | 5344.0757
3031 | 1989-05-07 06:00 | 107 | 36 | 95 | 16.1 | 2.1 | -9900 | 18.2829 | 81.2635 | 73.8365 | 0 |  | 107 | 10.6368 | 95.8305 | 0.040717 | 10.178 | 89.6127 | 0.040717 | 8.8415 | 85.7356 | 0 | 92.6856 | 92.6602 | 22938.7 | 21.1702 | 21507.2 | 21813.9 | 21739.5 | 21739.5 | 21435.1 | 21429.1 | 1553.81 | 0 | 0 | 9.8792 | 0 | 21419.2 | 950 | 20667.5 | 20564.1777
3032 | 1989-05-07 07:00 | 161 | 5 | 159 | 17.2 | 3.1 | -9900 | 30.8507 | 88.9004 | 60.8482 | 0 |  | 161 | 1.8976 | 157.284 | 0.061265 | 1.8407 | 147.132 | 0.061265 | 1.7432 | 140.766 | 0 | 139.659 | 139.602 | 34560.2 | 24.499 | 33171.4 | 33224.2 | 33126.9 | 33126.9 | 32663.1 | 32649.3 | 1570 | 0 | 0 | 23.3783 | 0 | 32625.9 | 950 | 31762.5 | 31603.7266
3033 | 1989-05-07 08:00 | 322 | 10 | 315 | 18.3 | 3.6 | -9900 | 43.4447 | 97.5735 | 47.7522 | 0 |  | 322 | 6.8353 | 311.969 | 0.12253 | 6.6678 | 291.865 | 0.12253 | 6.5047 | 279.236 | 0 | 280.026 | 279.897 | 69293 | 32.6052 | 68351.8 | 66404.8 | 66228.2 | 66228.2 | 65301 | 65245.8 | 1563.3 | 0 | 0 | 92.879 | 0 | 65152.9 | 949.999 | 63836.1 | 63516.9141
3034 | 1989-05-07 09:00 | 780 | 852 | 77 | 20 | 5.2 | -9900 | 55.7261 | 109.137 | 34.7765 | 0 |  | 780 | 697.833 | 78.0546 | 0.29681 | 678.425 | 73.0573 | 0.29681 | 671.034 | 69.8959 | 0 | 726.111 | 725.248 | 179533 | 54.464 | 180242 | 160014 | 159216 | 159216 | 156987 | 156651 | 1536.21 | 0 | 0 | 531.609 | 0 | 156120 | 950 | 153428 | 152660.5625
3035 | 1989-05-07 10:00 | 958 | 938 | 97 | 20 | 5.2 | -9900 | 66.8478 | 128.404 | 22.4801 | 0 |  | 958 | 864.148 | 98.3739 | 0.36455 | 828.381 | 92.0516 | 0.36455 | 824.955 | 88.0685 | 0 | 894.763 | 893.718 | 221244 | 62.4697 | 221936 | 189633 | 189090 | 189090 | 186440 | 185965 | 1533.51 | 2473.08 | 0 | 732.359 | 0 | 185233 | 950 | 179404 | 178507.3125
3036 | 1989-05-07 11:00 | 1001 | 939 | 100 | 20 | 5.7 | -9900 | 73.8724 | 166.844 | 13.4095 | 0 |  | 1001 | 911.77 | 101.661 | 0.38091 | 886.159 | 95.0998 | 0.38091 | 884.898 | 90.9851 | 0 | 956.365 | 955.47 | 236524 | 64.3829 | 237136 | 201256 | 199908 | 199908 | 197108 | 196574 | 1530.77 | 6801.07 | 0 | 785.626 | 0 | 195789 | 950 | 185383 | 184456.2812
3037 | 1989-05-07 12:00 | 993 | 946 | 99 | 20.6 | 5.2 | -9900 | 71.2816 | 215.409 | 15.1665 | 0 |  | 993 | 910.743 | 101.106 | 0.37787 | 906.859 | 94.5503 | 0.37787 | 905.206 | 90.4596 | 0 | 975.753 | 975.427 | 241485 | 66.9525 | 242153 | 204025 | 203740 | 203740 | 200887 | 200373 | 1583.93 | 6136.55 | 0 | 868 | 0 | 199505 | 950 | 189679 | 188730.25
3038 | 1989-05-07 13:00 | 913 | 932 | 95 | 20.6 | 6.2 | -9900 | 61.6165 | 242.696 | 25.5484 | 0 |  | 913 | 838.174 | 97.5554 | 0.34742 | 838.174 | 91.2014 | 0.34742 | 833.594 | 87.2559 | 0 | 902.433 | 902.398 | 223404 | 61.5747 | 224228 | 193716 | 193428 | 193428 | 190719 | 190257 | 1577.31 | 240.118 | 0 | 791.929 | 0 | 189465 | 950 | 185782 | 184853.1094
3039 | 1989-05-07 14:00 | 771 | 900 | 86 | 20.6 | 6.2 | -9900 | 49.7544 | 257.217 | 38.0739 | 0 |  | 771 | 705.725 | 88.7748 | 0.29339 | 690.93 | 82.9661 | 0.29339 | 681.515 | 79.3771 | 0 | 745.674 | 745.509 | 184571 | 54.4509 | 185321 | 164744 | 164278 | 164278 | 161978 | 161620 | 1536.01 | 0 | 0 | 556.153 | 0 | 161063 | 950 | 158280 | 157488.9844
3040 | 1989-05-07 15:00 | 582 | 844 | 73 | 20 | 5.7 | -9900 | 37.2686 | 267.023 | 51.0875 | 0 |  | 582 | 527.349 | 75.6975 | 0.22147 | 409.739 | 70.7182 | 0.22147 | 397.065 | 67.6592 | 0 | 455.43 | 455.716 | 112809 | 41.1686 | 112708 | 104188 | 103624 | 103624 | 95839.9 | 95649.1 | 1428.59 | 0 | 0 | -1911.64 | 670.027 | 96890.7 | 943.807 | 95216.7 | 94740.5781
3041 | 1989-05-07 16:00 | 367 | 751 | 56 | 18.9 | 6.2 | -9900 | 24.6678 | 275.042 | 64.1573 | 0 |  | 367 | 324.407 | 58.2912 | 0.13966 | 258.237 | 54.4265 | 0.13966 | 240.829 | 52.0725 | 0 | 287.044 | 287.586 | 71201.3 | 31.9583 | 70401.3 | 67990.3 | 67210.6 | 67210.6 | 63560.1 | 63477.9 | 1357.78 | 0 | 0 | -123.615 | 135.258 | 63466.3 | 938.516 | 62239.3 | 61928.082
3042 | 1989-05-07 17:00 | 150 | 547 | 36 | 18.3 | 5.2 | -9900 | 12.2123 | 282.551 | 77.0755 | 0 |  | 150 | 120.381 | 37.6577 | 0.057079 | 40.611 | 35.0872 | 0.057079 | 34.8538 | 33.5703 | 0 | 67.0556 | 67.1391 | 16614.1 | 21.4905 | 15352.8 | 15420.5 | 15222.6 | 15222.6 | 14579.1 | 14570 | 1056.32 | 0 | 0 | 1.8734 | 0 | 14568.1 | 936.417 | 14002.8 | 13932.7627
3043 | 1989-05-07 18:00 | 11 | 6 | 10 | 17.8 | 4.6 | -9900 | 0.12156 | 290.317 | 88.4871 | 0 |  | 11 | 0.30333 | 10.3379 | 0.0041858 | 0.18372 | 9.6741 | 0.0041858 | 0.04808 | 9.2555 | 0 | 9.1175 | 9.1132 | 2256.1 | 18.245 | 1372.23 | 1393.23 | 1384.47 | 1384.47 | 1365.09 | 1365.06 | 1494.99 | 0 | 0 | 0.038653 | 0 | 1365.02 | 950 | 1295.93 | 1289.4548
3044 | 1989-05-07 19:00 | 0 | 0 | 0 | 17.8 | 3.6 | -9900
3045 | 1989-05-07 20:00 | 0 | 0 | 0 | 17.2 | 2.6 | -9900
3046 | 1989-05-07 21:00 | 0 | 0 | 0 | 17.2 | 2.6 | -9900
3047 | 1989-05-07 22:00 | 0 | 0 | 0 | 16.7 | 2.6 | -9900
3048 | 1989-05-07 23:00 | 0 | 0 | 0 | 16.7 | 4.6 | -9900
3049 | 1989-05-08 | 0 | 0 | 0 | 17.2 | 4.1 | -9900
3050 | 1989-05-08 01:00 | 0 | 0 | 0 | 16.7 | 3.6 | -9900
3051 | 1989-05-08 02:00 | 0 | 0 | 0 | 16.1 | 2.6 | -9900
3052 | 1989-05-08 03:00 | 0 | 0 | 0 | 15.6 | 2.1 | -9900
3053 | 1989-05-08 04:00 | 0 | 0 | 0 | 15.6 | 3.1 | -9900
3054 | 1989-05-08 05:00 | 41 | 61 | 35 | 15.6 | 2.6 | -9900 | 6.1236 | 73.4951 | 86.3951 | 0 |  | 41 | 3.5326 | 33.2642 | 0.015602 | 2.8151 | 31.1729 | 0.015602 | 1.2092 | 29.8236 | 0 | 30.4121 | 30.4054 | 7527.15 | 17.2263 | 6324.38 | 6504.2 | 6466.98 | 6466.98 | 6376.45 | 6375.83 | 1515.36 | 0 | 0 | 0.8672 | 0 | 6374.97 | 950 | 6077.69 | 6047.2979
3055 | 1989-05-08 06:00 | 131 | 4 | 129 | 16.7 | 3.1 | -9900 | 18.4295 | 81.0216 | 73.7041 | 0 |  | 131 | 1.7732 | 126.695 | 0.049849 | 1.6972 | 118.555 | 0.049849 | 1.4768 | 113.425 | 0 | 112.604 | 112.576 | 27869.8 | 22.586 | 26444.2 | 26679.4 | 26595.9 | 26595.9 | 26223.5 | 26214.6 | 1564.66 | 0 | 0 | 15.0715 | 0 | 26199.5 | 950 | 25376.8 | 25249.9395
3056 | 1989-05-08 07:00 | 233 | 7 | 229 | 17.2 | 2.1 | -9900 | 30.9922 | 88.6293 | 60.7237 | 0 |  | 233 | 3.7943 | 226 | 0.088664 | 3.6806 | 211.456 | 0.088664 | 3.487 | 202.307 | 0 | 201.678 | 201.61 | 49911.4 | 28.2318 | 48685.5 | 48082.9 | 47961.4 | 47961.4 | 47289.9 | 47261.4 | 1581.67 | 0 | 0 | 49.2165 | 0 | 47212.2 | 950 | 46159.2 | 45928.4141
3057 | 1989-05-08 08:00 | 574 | 419 | 285 | 18.9 | 3.6 | -9900 | 43.5894 | 97.2559 | 47.6286 | 0 |  | 574 | 282.12 | 283.308 | 0.21842 | 275.268 | 265.202 | 0.21842 | 268.583 | 253.726 | 0 | 511.862 | 511.501 | 126622 | 45.0422 | 126666 | 117160 | 116797 | 116797 | 115162 | 114988 | 1567.29 | 0 | 0 | 286.726 | 0 | 114701 | 949.999 | 112821 | 112256.6328
3058 | 1989-05-08 09:00 | 792 | 806 | 125 | 20 | 5.2 | -9900 | 55.888 | 108.749 | 34.642 | 0 |  | 792 | 661.905 | 126.049 | 0.30138 | 643.794 | 117.976 | 0.30138 | 636.843 | 112.871 | 0 | 734.72 | 734.212 | 181751 | 54.8899 | 182471 | 161747 | 161054 | 161054 | 158799 | 158461 | 1544.32 | 0 | 0 | 545.805 | 0 | 157915 | 950 | 155184 | 154408.4688
3059 | 1989-05-08 10:00 | 898 | 815 | 149 | 20.6 | 4.1 | -9900 | 67.0531 | 127.95 | 22.3083 | 0 |  | 898 | 751.518 | 151.628 | 0.34172 | 722.321 | 141.905 | 0.34172 | 719.379 | 135.765 | 0 | 838.041 | 837.241 | 207265 | 62.4278 | 208027 | 178005 | 177402 | 177402 | 174918 | 174507 | 1543.36 | 0 | 0 | 655.652 | 0 | 173851 | 950 | 170765 | 169911.0312
3060 | 1989-05-08 11:00 | 929 | 832 | 130 | 20 | 4.1 | -9900 | 74.1406 | 166.694 | 13.1559 | 0 |  | 929 | 808.306 | 131.75 | 0.35351 | 785.599 | 123.246 | 0.35351 | 784.523 | 117.914 | 0 | 884.388 | 883.849 | 218797 | 64.1563 | 219555 | 186607 | 185415 | 185415 | 182819 | 182356 | 1530.75 | 0 | 0 | 674.882 | 0 | 181681 | 950 | 178417 | 177525.0938
3061 | 1989-05-08 12:00 | 925 | 715 | 248 | 21.7 | 3.6 | -9900 | 71.5072 | 215.881 | 14.9517 | 0 |  | 925 | 689.455 | 254.491 | 0.35199 | 687.495 | 237.983 | 0.35199 | 686.277 | 227.687 | 0 | 895.685 | 895.427 | 221678 | 67.4641 | 222505 | 187131 | 186865 | 186865 | 184249 | 183825 | 1595.23 | 0 | 0 | 740.804 | 0 | 183084 | 950 | 179792 | 178893.2656
3062 | 1989-05-08 13:00 | 626 | 349 | 319 | 18.9 | 6.2 | -9900 | 61.7741 | 243.161 | 25.413 | 0 |  | 626 | 314.456 | 326.144 | 0.23821 | 314.456 | 304.886 | 0.23821 | 312.757 | 291.697 | 0 | 592.365 | 592.249 | 146620 | 45.7919 | 146981 | 135737 | 135476 | 135476 | 133579 | 133356 | 1587.82 | 0 | 0 | 392.14 | 0 | 132964 | 950 | 130758 | 130104.4609
3063 | 1989-05-08 14:00 | 729 | 595 | 276 | 18.9 | 4.6 | -9900 | 49.8815 | 257.588 | 37.9683 | 0 |  | 729 | 466.501 | 282.439 | 0.27741 | 457.631 | 263.941 | 0.27741 | 451.438 | 252.524 | 0 | 689.883 | 689.756 | 170767 | 52.5845 | 171415 | 153789 | 153333 | 153333 | 151186 | 150888 | 1558.87 | 0 | 0 | 494.937 | 0 | 150394 | 950 | 147844 | 147104.8438
3064 | 1989-05-08 15:00 | 426 | 347 | 217 | 18.3 | 4.1 | -9900 | 37.3857 | 267.329 | 50.9896 | 0 |  | 426 | 216.41 | 220.452 | 0.16211 | 168.797 | 205.986 | 0.16211 | 163.609 | 197.076 | 0 | 353.471 | 353.421 | 87487.7 | 35.9566 | 86872.9 | 82964.8 | 82626.4 | 82626.4 | 81379.7 | 81261.9 | 1414.62 | 0 | 0 | 76.6599 | 0 | 81185.2 | 950 | 79773.8 | 79374.9141
3065 | 1989-05-08 16:00 | 123 | 2 | 122 | 18.3 | 4.1 | -9900 | 24.7862 | 275.309 | 64.0566 | 0 |  | 123 | 1.0422 | 121.29 | 0.046805 | 0.82734 | 113.409 | 0.046805 | 0.77191 | 108.503 | 0 | 107.089 | 107.061 | 26504.5 | 23.6487 | 25074.6 | 25197.6 | 25118.6 | 25118.6 | 24767 | 24759.1 | 1571.86 | 0 | 0 | 13.4253 | 0 | 24745.7 | 950 | 23939.4 | 23819.7246
3066 | 1989-05-08 17:00 | 74 | 9 | 73 | 17.2 | 4.6 | -9900 | 12.3393 | 282.795 | 76.9652 | 0 |  | 74 | 1.054 | 72.6273 | 0.028159 | 0.34359 | 67.8854 | 0.028159 | 0.29591 | 64.9487 | 0 | 63.9397 | 63.9239 | 15825.2 | 20.3217 | 14434.6 | 14688.9 | 14635.1 | 14635.1 | 14430.3 | 14427.6 | 1568.28 | 0 | 0 | 4.5316 | 0 | 14423.1 | 950 | 13837.8 | 13768.5977
3067 | 1989-05-08 18:00 | 10 | 2 | 9 | 17.2 | 4.6 | -9900 | 0.2633 | 290.547 | 88.4149 | 0 |  | 10 | 0.31778 | 8.3862 | 0.0038053 | 0.19095 | 7.8292 | 0.0038053 | 0.054989 | 7.4906 | 0 | 7.3947 | 7.3922 | 1830.05 | 17.561 | 995.333 | 1006.78 | 998.457 | 998.457 | 984.479 | 984.463 | 1436.67 | 0 | 0 | 0.018034 | 0 | 984.445 | 950 | 934.316 | 929.644
3068 | 1989-05-08 19:00 | 0 | 0 | 0 | 16.7 | 4.6 | -9900
3069 | 1989-05-08 20:00 | 0 | 0 | 0 | 16.7 | 5.7 | -9900
3070 | 1989-05-08 21:00 | 0 | 0 | 0 | 16.7 | 4.1 | -9900
3071 | 1989-05-08 22:00 | 0 | 0 | 0 | 16.7 | 3.6 | -9900
3072 | 1989-05-08 23:00 | 0 | 0 | 0 | 16.7 | 6.2 | -9900
3073 | 1989-05-09 | 0 | 0 | 0 | 16.7 | 7.2 | -9900
3074 | 1989-05-09 01:00 | 0 | 0 | 0 | 16.7 | 7.7 | -9900
3075 | 1989-05-09 02:00 | 0 | 0 | 0 | 16.7 | 7.2 | -9900
3076 | 1989-05-09 03:00 | 0 | 0 | 0 | 16.7 | 7.7 | -9900
3077 | 1989-05-09 04:00 | 0 | 0 | 0 | 16.7 | 7.7 | -9900
3078 | 1989-05-09 05:00 | 14 | 1 | 14 | 16.1 | 7.7 | -9900 | 6.2769 | 73.2743 | 86.2536 | 0 |  | 14 | 0 | 14.1288 | 0.0053274 | 0 | 13.2043 | 0.0053274 | 0 | 12.6331 | 0 | 12.3804 | 12.3738 | 3063.35 | 16.6248 | 2104.12 | 2155.71 | 2143.67 | 2143.67 | 2113.66 | 2113.6 | 1526.93 | 0 | 0 | 0.094112 | 0 | 2113.51 | 950 | 2007.75 | 1997.7072
3079 | 1989-05-09 06:00 | 66 | 5 | 64 | 16.1 | 4.6 | -9900 | 18.5714 | 80.7824 | 73.5761 | 0 |  | 66 | 1.7736 | 63.4357 | 0.025115 | 1.6981 | 59.3286 | 0.025115 | 1.4799 | 56.7617 | 0 | 57.0767 | 57.0624 | 14126.5 | 18.8867 | 12758.5 | 13051.8 | 12999.8 | 12999.8 | 12817.8 | 12815.7 | 1553.78 | 0 | 0 | 3.5737 | 0 | 12812.1 | 950 | 12277 | 12215.6182
3080 | 1989-05-09 07:00 | 188 | 2 | 187 | 16.7 | 5.2 | -9900 | 31.1288 | 88.3611 | 60.6039 | 0 |  | 188 | 0.94834 | 184.809 | 0.07154 | 0.92016 | 172.894 | 0.07154 | 0.87211 | 165.413 | 0 | 162.959 | 162.879 | 40322.7 | 24.4401 | 38985.1 | 39056.1 | 38952.6 | 38952.6 | 38407.3 | 38388.3 | 1568.48 | 0 | 0 | 32.313 | 0 | 38356 | 950 | 37459.3 | 37272.0039
3081 | 1989-05-09 08:00 | 650 | 764 | 123 | 18.3 | 7.2 | -9900 | 43.7289 | 96.941 | 47.5101 | 0 |  | 650 | 514.308 | 123.606 | 0.24735 | 502.047 | 115.75 | 0.24735 | 489.937 | 110.741 | 0 | 588.665 | 588.24 | 145612 | 43.8218 | 145953 | 135584 | 135132 | 135132 | 133239 | 132999 | 1546.01 | 0 | 0 | 378.17 | 0 | 132621 | 950 | 130398 | 129746.1328
3082 | 1989-05-09 09:00 | 795 | 832 | 106 | 20 | 6.7 | -9900 | 56.044 | 108.362 | 34.5131 | 0 |  | 795 | 683.54 | 107.083 | 0.30252 | 665.146 | 100.226 | 0.30252 | 658.026 | 95.8888 | 0 | 738.836 | 738.337 | 182775 | 52.7712 | 183502 | 164158 | 163456 | 163456 | 161167 | 160820 | 1546.77 | 0 | 0 | 559.926 | 0 | 160260 | 950 | 157482 | 156694.4688
3083 | 1989-05-09 10:00 | 951 | 896 | 126 | 20 | 8.2 | -9900 | 67.252 | 127.492 | 22.143 | 0 |  | 951 | 827.534 | 127.369 | 0.36188 | 795.38 | 119.182 | 0.36188 | 792.191 | 114.025 | 0 | 888.091 | 886.885 | 219553 | 56.7676 | 220266 | 193323 | 192624 | 192624 | 189925 | 189432 | 1527.72 | 3923.13 | 0 | 762.352 | 0 | 188670 | 950 | 181310 | 180403.1562
3084 | 1989-05-09 11:00 | 1005 | 911 | 129 | 19.4 | 9.3 | -9900 | 74.4036 | 166.534 | 12.9082 | 0 |  | 1005 | 885.939 | 130.717 | 0.38243 | 861.049 | 122.279 | 0.38243 | 859.913 | 116.989 | 0 | 957.364 | 956.535 | 236788 | 57.1191 | 237398 | 208273 | 206909 | 206909 | 204011 | 203433 | 1523.89 | 11366.2 | 0 | 832.369 | 0 | 202600 | 950 | 187461 | 186523.4531
3085 | 1989-05-09 12:00 | 861 | 708 | 191 | 19.4 | 9.3 | -9900 | 71.7288 | 216.349 | 14.7412 | 0 |  | 861 | 682.108 | 195.604 | 0.32764 | 680.169 | 182.917 | 0.32764 | 678.999 | 175.003 | 0 | 836.922 | 836.784 | 207161 | 52.397 | 208016 | 186927 | 186617 | 186617 | 184004 | 183578 | 1587.75 | 0 | 0 | 734.526 | 0 | 182843 | 950 | 179556 | 178658.6875
3086 | 1989-05-09 13:00 | 351 | 3 | 349 | 19.4 | 6.7 | -9900 | 61.9291 | 243.619 | 25.2802 | 0 |  | 351 | 2.0478 | 348.046 | 0.13357 | 2.0478 | 325.473 | 0.13357 | 2.0369 | 311.392 | 0 | 307.16 | 307.005 | 76003.4 | 33.0265 | 75171.6 | 72924.1 | 72740.4 | 72740.4 | 71721.7 | 71655.3 | 1565.08 | 0 | 0 | 111.874 | 0 | 71543.4 | 949.999 | 70164.3 | 69813.4375
3087 | 1989-05-09 14:00 | 332 | 2 | 330 | 18.9 | 6.7 | -9900 | 50.0069 | 257.952 | 37.8641 | 0 |  | 332 | 2.0587 | 329.288 | 0.12634 | 2.0266 | 307.898 | 0.12634 | 1.9994 | 294.577 | 0 | 290.645 | 290.538 | 71926.8 | 31.7956 | 71027.9 | 69223.8 | 69047 | 69047 | 68080.3 | 68021.2 | 1569.08 | 0 | 0 | 101.337 | 0 | 67919.9 | 949.999 | 66573.9 | 66241.0625
3088 | 1989-05-09 15:00 | 229 | 29 | 212 | 19.4 | 5.2 | -9900 | 37.5019 | 267.63 | 50.8925 | 0 |  | 229 | 17.5928 | 214.32 | 0.087141 | 13.7489 | 200.413 | 0.087141 | 13.3287 | 191.743 | 0 | 200.97 | 200.909 | 49737 | 28.9472 | 48509.9 | 47777.6 | 47657 | 47657 | 46989.8 | 46960.6 | 1555.06 | 0 | 0 | 47.4548 | 0 | 46913.2 | 950 | 45868.1 | 45638.7852
3089 | 1989-05-09 16:00 | 159 | 8 | 156 | 19.4 | 4.6 | -9900 | 24.9039 | 275.572 | 63.9563 | 0 |  | 159 | 3.1239 | 155.379 | 0.060504 | 2.4739 | 145.259 | 0.060504 | 2.3091 | 138.975 | 0 | 138.459 | 138.4 | 34263 | 26.1588 | 32871.9 | 32722.1 | 32626.6 | 32626.6 | 32169.8 | 32156.6 | 1572.37 | 0 | 0 | 22.7048 | 0 | 32133.9 | 950 | 31269.3 | 31112.9785
3090 | 1989-05-09 17:00 | 70 | 26 | 65 | 18.3 | 4.6 | -9900 | 12.4657 | 283.034 | 76.8551 | 0 |  | 70 | 5.2609 | 65.2255 | 0.026637 | 1.671 | 61.0273 | 0.026637 | 1.4438 | 58.3867 | 0 | 58.6339 | 58.6248 | 14513.2 | 21.163 | 13139.8 | 13329.1 | 13278.4 | 13278.4 | 13092.5 | 13090.2 | 1538.01 | 0 | 0 | 3.6756 | 0 | 13086.5 | 950 | 12541.9 | 12479.2246
3091 | 1989-05-09 18:00 | 15 | 2 | 14 | 17.8 | 4.1 | -9900 | 0.40421 | 290.772 | 88.3431 | 0 |  | 15 | 0.33217 | 14.0633 | 0.0057079 | 0.19789 | 13.15 | 0.0057079 | 0.061868 | 12.5811 | 0 | 12.3901 | 12.3868 | 3066.51 | 18.4188 | 2107.11 | 2147.9 | 2136.34 | 2136.34 | 2106.43 | 2106.37 | 1526.63 | 0 | 0 | 0.093723 | 0 | 2106.27 | 950 | 2000.86 | 1990.8557
3092 | 1989-05-09 19:00 | 0 | 0 | 0 | 17.8 | 3.6 | -9900
3093 | 1989-05-09 20:00 | 0 | 0 | 0 | 17.8 | 3.6 | -9900
3094 | 1989-05-09 21:00 | 0 | 0 | 0 | 17.8 | 3.1 | -9900
3095 | 1989-05-09 22:00 | 0 | 0 | 0 | 17.2 | 3.6 | -9900
3096 | 1989-05-09 23:00 | 0 | 0 | 0 | 17.2 | 5.2 | -9900
3097 | 1989-05-10 | 0 | 0 | 0 | 16.7 | 4.6 | -9900
3098 | 1989-05-10 01:00 | 0 | 0 | 0 | 16.7 | 4.6 | -9900
3099 | 1989-05-10 02:00 | 0 | 0 | 0 | 16.1 | 4.1 | -9900
3100 | 1989-05-10 03:00 | 0 | 0 | 0 | 16.1 | 4.1 | -9900
3101 | 1989-05-10 04:00 | 1 | 0 | 1 | 16.1 | 3.1 | -9900 | -5.3579 | 64.9637 | 90 | 0 |  | 1 | 0 | 1.0839 | 0.00038053 | 0 | 1.0137 | 0 | 0 | 0.96982 | 0 | 0.95042 | 0.95003 | 235.192 | 16.1497 | 18.482 | 18.384 | 17.2025 | 17.2025 | 16.9617 | 16.9617 | 1332.49 | 0 | 0 | 4.8162e-06 | 0 | 16.9617 | 950 | 16.0854 | 16.005
3102 | 1989-05-10 05:00 | 34 | 4 | 33 | 16.1 | 3.6 | -9900 | 6.4255 | 73.0563 | 86.1165 | 0 |  | 34 | 0.60454 | 32.4247 | 0.012938 | 0.48164 | 30.3357 | 0.012938 | 0.21065 | 29.0231 | 0 | 28.649 | 28.6319 | 7088.15 | 17.5633 | 5900.03 | 6060.41 | 6028.36 | 6028.36 | 5943.96 | 5943.49 | 1551.14 | 0 | 0 | 0.76651 | 0 | 5942.72 | 950 | 5663.01 | 5634.6958
3103 | 1989-05-10 06:00 | 168 | 42 | 155 | 16.1 | 4.1 | -9900 | 18.7086 | 80.5462 | 73.4526 | 0 |  | 168 | 11.5305 | 155.955 | 0.063929 | 11.0215 | 145.913 | 0.063929 | 9.6188 | 139.6 | 0 | 146.234 | 146.202 | 36193.8 | 23.4041 | 34818.4 | 35016 | 34911.7 | 34911.7 | 34422.9 | 34407.3 | 1557.24 | 0 | 0 | 25.758 | 0 | 34381.5 | 950 | 33520.6 | 33353.043
3104 | 1989-05-10 07:00 | 205 | 16 | 197 | 16.7 | 6.2 | -9900 | 31.2605 | 88.0959 | 60.4887 | 0 |  | 205 | 7.585 | 194.626 | 0.078009 | 7.3662 | 182.083 | 0.078009 | 6.9842 | 174.204 | 0 | 177.565 | 177.511 | 43945.1 | 24.7602 | 42646.6 | 42672.4 | 42544.4 | 42544.4 | 41948.8 | 41926 | 1565.99 | 0 | 0 | 38.3675 | 0 | 41887.6 | 950 | 40932.8 | 40728.1562
3105 | 1989-05-10 08:00 | 243 | 20 | 229 | 17.8 | 7.2 | -9900 | 43.8632 | 96.6291 | 47.3965 | 0 |  | 243 | 13.659 | 226.92 | 0.092469 | 13.3395 | 212.268 | 0.092469 | 13.0198 | 203.084 | 0 | 211.782 | 211.672 | 52402.2 | 26.9838 | 51209.1 | 50817.9 | 50685.7 | 50685.7 | 49976.1 | 49943.7 | 1564.65 | 0 | 0 | 54.3886 | 0 | 49889.3 | 950 | 48784.3 | 48540.375
3106 | 1989-05-10 09:00 | 542 | 93 | 465 | 17.8 | 6.7 | -9900 | 56.1943 | 107.977 | 34.3898 | 0 |  | 542 | 76.3682 | 473.204 | 0.20625 | 74.3476 | 442.701 | 0.20625 | 73.5583 | 423.546 | 0 | 487.162 | 486.878 | 120532 | 39.4102 | 120473 | 114033 | 113733 | 113733 | 112141 | 111977 | 1565.47 | 0 | 0 | 273.305 | 0 | 111704 | 950 | 109884 | 109334.0781
3107 | 1989-05-10 10:00 | 470 | 119 | 360 | 17.8 | 7.2 | -9900 | 67.4445 | 127.032 | 21.9844 | 0 |  | 470 | 110.307 | 360.785 | 0.17885 | 106.071 | 337.543 | 0.17885 | 105.652 | 322.938 | 0 | 420.018 | 419.874 | 103946 | 36.017 | 103599 | 99338.1 | 99051.9 | 99051.9 | 97664.8 | 97539.9 | 1554.06 | 0 | 0 | 207.075 | 0 | 97332.8 | 950 | 95740.1 | 95261.4062
3108 | 1989-05-10 11:00 | 847 | 501 | 365 | 18.3 | 7.7 | -9900 | 74.6611 | 166.364 | 12.6664 | 0 |  | 847 | 487.326 | 370.498 | 0.32231 | 473.634 | 346.594 | 0.32231 | 473.032 | 331.598 | 0 | 788.537 | 788.085 | 195096 | 51.7234 | 195883 | 176184 | 175308 | 175308 | 172852 | 172450 | 1537.64 | 0 | 0 | 620.1 | 0 | 171830 | 950 | 168796 | 167951.9375
3109 | 1989-05-10 12:00 | 633 | 210 | 433 | 18.3 | 8.2 | -9900 | 71.9462 | 216.814 | 14.535 | 0 |  | 633 | 203.551 | 436.746 | 0.24088 | 203.261 | 408.435 | 0.24088 | 202.921 | 390.765 | 0 | 581.812 | 581.64 | 143993 | 42.413 | 144313 | 135067 | 134719 | 134719 | 132833 | 132612 | 1582.95 | 0 | 0 | 387.335 | 0 | 132225 | 950 | 130027 | 129376.4922
3110 | 1989-05-10 13:00 | 923 | 923 | 109 | 18.9 | 6.7 | -9900 | 62.0813 | 244.071 | 25.15 | 0 |  | 923 | 833.177 | 111.693 | 0.35123 | 833.177 | 104.418 | 0.35123 | 828.775 | 99.9003 | 0 | 910.101 | 910.113 | 225315 | 59.2955 | 226130 | 197325 | 197047 | 197047 | 194287 | 193808 | 1585.02 | 1604.08 | 0 | 823.916 | 0 | 192984 | 950 | 187852 | 186912.3438
3111 | 1989-05-10 14:00 | 777 | 886 | 100 | 18.3 | 7.2 | -9900 | 50.1307 | 258.31 | 37.7612 | 0 |  | 777 | 696.583 | 102.982 | 0.29567 | 687.244 | 96.2435 | 0.29567 | 678.074 | 92.0802 | 0 | 754.752 | 754.397 | 186774 | 51.0309 | 187546 | 169345 | 168970 | 168970 | 166604 | 166235 | 1559.11 | 0 | 0 | 593.749 | 0 | 165642 | 950 | 162756 | 161942.1094
3112 | 1989-05-10 15:00 | 475 | 545 | 144 | 18.9 | 7.7 | -9900 | 37.617 | 267.925 | 50.7961 | 0 |  | 475 | 342.354 | 148.973 | 0.18075 | 268.24 | 139.13 | 0.18075 | 260.093 | 133.112 | 0 | 385.341 | 385.435 | 95406.3 | 35.2466 | 94957.1 | 90661.8 | 90232.1 | 90232.1 | 87306.1 | 87157.1 | 1395.54 | 0 | 0 | -465.306 | 0 | 87622.4 | 944.548 | 86134.3 | 85703.6328
3113 | 1989-05-10 16:00 | 208 | 40 | 191 | 16.7 | 6.7 | -9900 | 25.0208 | 275.828 | 63.8565 | 0 |  | 208 | 17.6878 | 194.033 | 0.07915 | 13.9953 | 181.408 | 0.07915 | 13.0691 | 173.56 | 0 | 182.896 | 182.821 | 45259.9 | 24.8145 | 43977.5 | 43990.7 | 43848.5 | 43848.5 | 43234.6 | 43209.6 | 1536.32 | 0 | 0 | 39.4436 | 0 | 43170.2 | 950 | 42195.4 | 41984.3867
3114 | 1989-05-10 17:00 | 82 | 49 | 72 | 15.6 | 7.7 | -9900 | 12.5913 | 283.267 | 76.7455 | 0 |  | 82 | 10.5038 | 72.4011 | 0.031203 | 3.137 | 67.7305 | 0.031203 | 2.725 | 64.7999 | 0 | 66.1744 | 66.1632 | 16379.1 | 18.406 | 14983.4 | 15354.8 | 15292.3 | 15292.3 | 15078.2 | 15075.1 | 1515.57 | 0 | 0 | 4.7896 | 0 | 15070.3 | 950 | 14465.1 | 14392.7539
3115 | 1989-05-10 18:00 | 15 | 7 | 14 | 14.4 | 5.2 | -9900 | 0.54425 | 290.991 | 88.2715 | 0 |  | 15 | 0.3465 | 14.1556 | 0.0057079 | 0.20548 | 13.2388 | 0.0057079 | 0.068895 | 12.666 | 0 | 12.4802 | 12.4775 | 3089 | 14.9929 | 2127.82 | 2189.99 | 2177.98 | 2177.98 | 2147.49 | 2147.42 | 1509.51 | 0 | 0 | 0.095583 | 0 | 2147.33 | 950 | 2039.93 | 2029.7253
3116 | 1989-05-10 19:00 | 0 | 0 | 0 | 14.4 | 5.2 | -9900
3117 | 1989-05-10 20:00 | 0 | 0 | 0 | 14.4 | 6.7 | -9900
3118 | 1989-05-10 21:00 | 0 | 0 | 0 | 14.4 | 6.7 | -9900
3119 | 1989-05-10 22:00 | 0 | 0 | 0 | 13.9 | 6.7 | -9900
3120 | 1989-05-10 23:00 | 0 | 0 | 0 | 13.9 | 6.2 | -9900
3121 | 1989-05-11 | 0 | 0 | 0 | 13.9 | 7.2 | -9900
3122 | 1989-05-11 01:00 | 0 | 0 | 0 | 13.9 | 8.2 | -9900
3123 | 1989-05-11 02:00 | 0 | 0 | 0 | 13.9 | 5.2 | -9900
3124 | 1989-05-11 03:00 | 0 | 0 | 0 | 14.4 | 7.2 | -9900
3125 | 1989-05-11 04:00 | 0 | 0 | 0 | 13.9 | 6.7 | -9900
3126 | 1989-05-11 05:00 | 34 | 26 | 31 | 13.9 | 5.2 | -9900 | 6.5694 | 72.8411 | 85.984 | 0 |  | 34 | 1.8345 | 32.0428 | 0.012938 | 1.4593 | 29.9338 | 0.012938 | 0.64342 | 28.639 | 0 | 28.6968 | 28.683 | 7100.92 | 15.263 | 5912.11 | 6121.86 | 6087.61 | 6087.61 | 6002.39 | 6001.91 | 1547.36 | 0 | 0 | 0.77051 | 0 | 6001.14 | 950 | 5718.87 | 5690.2783
3127 | 1989-05-11 06:00 | 171 | 118 | 133 | 15.6 | 6.7 | -9900 | 18.8411 | 80.313 | 73.3336 | 0 |  | 171 | 33.71 | 129.774 | 0.065071 | 32.2733 | 121.513 | 0.065071 | 28.2061 | 116.254 | 0 | 141.571 | 141.487 | 35025.8 | 21.8799 | 33642.4 | 34023 | 33901.7 | 33901.7 | 33427 | 33411.8 | 1546.75 | 0 | 0 | 23.7631 | 0 | 33388 | 950 | 32528.7 | 32366.1035
3128 | 1989-05-11 07:00 | 284 | 163 | 200 | 15.6 | 6.7 | -9900 | 31.3874 | 87.8338 | 60.3782 | 0 |  | 284 | 79.6239 | 197.355 | 0.10807 | 77.1978 | 184.73 | 0.10807 | 73.2197 | 176.736 | 0 | 244.956 | 244.835 | 60610.1 | 26.4671 | 59535.5 | 59181.3 | 58892.9 | 58892.9 | 58068.4 | 58023.9 | 1564.89 | 0 | 0 | 72.9819 | 0 | 57950.9 | 949.999 | 56719.5 | 56435.9414
3129 | 1989-05-11 08:00 | 324 | 67 | 277 | 16.1 | 7.2 | -9900 | 43.9922 | 96.3203 | 47.2879 | 0 |  | 324 | 45.8425 | 279.594 | 0.12329 | 44.7803 | 261.544 | 0.12329 | 43.714 | 250.228 | 0 | 288.063 | 287.942 | 71283 | 28.5929 | 70374.1 | 69415.7 | 69236.4 | 69236.4 | 68267.1 | 68206.5 | 1566.39 | 0 | 0 | 101.249 | 0 | 68105.2 | 949.999 | 66759.7 | 66425.9375
3130 | 1989-05-11 09:00 | 463 | 182 | 312 | 16.7 | 7.7 | -9900 | 56.3387 | 107.594 | 34.2721 | 0 |  | 463 | 149.719 | 311.309 | 0.17619 | 145.791 | 291.3 | 0.17619 | 144.256 | 278.696 | 0 | 414.492 | 414.278 | 102558 | 34.2699 | 102188 | 98645.2 | 98338.4 | 98338.4 | 96961.5 | 96840.1 | 1571.66 | 0 | 0 | 206.271 | 0 | 96633.9 | 950 | 95052.1 | 94576.875
3131 | 1989-05-11 10:00 | 659 | 332 | 352 | 16.7 | 6.7 | -9900 | 67.6305 | 126.569 | 21.8324 | 0 |  | 659 | 307.769 | 353.967 | 0.25077 | 296.022 | 331.2 | 0.25077 | 294.869 | 316.869 | 0 | 599.504 | 599.15 | 148324 | 43.2934 | 148698 | 138467 | 138037 | 138037 | 136104 | 135860 | 1554.27 | 0 | 0 | 399.672 | 0 | 135461 | 950 | 133189 | 132523.4219
3132 | 1989-05-11 11:00 | 464 | 20 | 444 | 17.8 | 6.2 | -9900 | 74.9132 | 166.184 | 12.4308 | 0 |  | 464 | 20.2152 | 442.564 | 0.17657 | 19.6471 | 413.933 | 0.17657 | 19.6231 | 396.024 | 0 | 407.334 | 407.116 | 100788 | 36.2857 | 100385 | 96185 | 95933.6 | 95933.6 | 94590.3 | 94474.4 | 1563.97 | 0 | 0 | 194.067 | 0 | 94280.3 | 950 | 92732.7 | 92269.0312
3133 | 1989-05-11 12:00 | 780 | 403 | 397 | 17.8 | 5.7 | -9900 | 72.1596 | 217.275 | 14.3331 | 0 |  | 780 | 389.679 | 403.999 | 0.29681 | 389.125 | 377.797 | 0.29681 | 388.493 | 361.452 | 0 | 734.946 | 734.8 | 181913 | 51.9324 | 182667 | 164475 | 164059 | 164059 | 161762 | 161434 | 1579.32 | 0 | 0 | 570.047 | 0 | 160864 | 950 | 158082 | 157291.3594
3134 | 1989-05-11 13:00 | 299 | 10 | 290 | 16.7 | 5.2 | -9900 | 62.2309 | 244.516 | 25.0223 | 0 |  | 299 | 9.2088 | 288.878 | 0.11378 | 9.2088 | 270.148 | 0.11378 | 9.1607 | 258.46 | 0 | 262.269 | 262.165 | 64902.5 | 29.1581 | 63891.6 | 62890.5 | 62732.9 | 62732.9 | 61854.6 | 61806 | 1576.57 | 0 | 0 | 84.1253 | 0 | 61721.9 | 950 | 60446.1 | 60143.918
3135 | 1989-05-11 14:00 | 291 | 10 | 283 | 16.7 | 7.2 | -9900 | 50.2529 | 258.661 | 37.6596 | 0 |  | 291 | 8.228 | 282.043 | 0.11073 | 8.1357 | 263.733 | 0.11073 | 8.0279 | 252.323 | 0 | 255.144 | 255.002 | 63128.6 | 27.7637 | 62090.2 | 61439.3 | 61282 | 61282 | 60424.1 | 60377.5 | 1569.98 | 0 | 0 | 79.5588 | 0 | 60298 | 949.999 | 59039.2 | 58743.9688
3136 | 1989-05-11 15:00 | 265 | 114 | 196 | 17.2 | 6.2 | -9900 | 37.7311 | 268.214 | 50.7004 | 0 |  | 265 | 71.3284 | 197.61 | 0.10084 | 55.9774 | 184.692 | 0.10084 | 54.2869 | 176.703 | 0 | 226.37 | 226.352 | 56033.9 | 27.4778 | 54899 | 54335.2 | 54179.3 | 54179.3 | 53420.7 | 53378 | 1479.07 | 0 | 0 | 55.7775 | 0 | 53322.2 | 950 | 52166.1 | 51905.3008
3137 | 1989-05-11 16:00 | 197 | 94 | 157 | 16.7 | 6.2 | -9900 | 25.1369 | 276.079 | 63.7571 | 0 |  | 197 | 41.5847 | 158.203 | 0.074964 | 32.7791 | 147.811 | 0.074964 | 30.621 | 141.417 | 0 | 168.598 | 168.538 | 41725.4 | 24.3527 | 40406.9 | 40480.7 | 40340.7 | 40340.7 | 39775.9 | 39753 | 1481.66 | 0 | 0 | 31.5742 | 0 | 39721.4 | 950 | 38797.7 | 38603.7266
3138 | 1989-05-11 17:00 | 107 | 72 | 91 | 16.1 | 5.2 | -9900 | 12.7161 | 283.495 | 76.6363 | 0 |  | 107 | 16.7784 | 92.0247 | 0.040717 | 4.8894 | 86.0517 | 0.040717 | 4.26 | 82.3287 | 0 | 84.8569 | 84.849 | 21004.8 | 20.132 | 19578.8 | 19934.7 | 19857 | 19857 | 19579 | 19573.7 | 1514.52 | 0 | 0 | 8.0184 | 0 | 19565.6 | 950 | 18845.9 | 18751.6348
3139 | 1989-05-11 18:00 | 13 | 10 | 12 | 15.6 | 4.6 | -9900 | 0.68335 | 291.204 | 88.2004 | 0 |  | 13 | 0.36076 | 12.4034 | 0.0049469 | 0.21296 | 11.6086 | 0.0049469 | 0.075929 | 11.1063 | 0 | 10.9586 | 10.9557 | 2712.24 | 16.135 | 1783.74 | 1826.27 | 1816 | 1816 | 1790.58 | 1790.53 | 1508.09 | 0 | 0 | 0.067062 | 0 | 1790.46 | 950 | 1700.43 | 1691.9313
3140 | 1989-05-11 19:00 | 0 | 0 | 0 | 15.6 | 3.6 | -9900
3141 | 1989-05-11 20:00 | 0 | 0 | 0 | 15 | 2.6 | -9900
3142 | 1989-05-11 21:00 | 0 | 0 | 0 | 15.6 | 3.1 | -9900
3143 | 1989-05-11 22:00 | 0 | 0 | 0 | 15.6 | 4.6 | -9900
3144 | 1989-05-11 23:00 | 0 | 0 | 0 | 15.6 | 3.1 | -9900
3145 | 1989-05-12 | 0 | 0 | 0 | 15.6 | 3.6 | -9900
3146 | 1989-05-12 01:00 | 0 | 0 | 0 | 15 | 3.6 | -9900
3147 | 1989-05-12 02:00 | 0 | 0 | 0 | 15 | 3.1 | -9900
3148 | 1989-05-12 03:00 | 0 | 0 | 0 | 15 | 3.6 | -9900
3149 | 1989-05-12 04:00 | 1 | 0 | 1 | 13.9 | 2.6 | -9900 | -5.0415 | 64.561 | 90 | 0 |  | 1 | 0 | 1.0835 | 0.00038053 | 0 | 1.0133 | 0 | 0 | 0.96951 | 0 | 0.95012 | 0.94946 | 235.049 | 13.9508 | 18.4488 | 18.3268 | 17.1507 | 17.1507 | 16.9106 | 16.9105 | 1322.58 | 0 | 0 | 4.6787e-06 | 0 | 16.9105 | 950 | 16.0369 | 15.9568
3150 | 1989-05-12 05:00 | 30 | 35 | 26 | 15 | 4.1 | -9900 | 6.7087 | 72.6288 | 85.8559 | 0 |  | 30 | 2.4718 | 25.13 | 0.011416 | 1.9726 | 23.533 | 0.011416 | 0.87468 | 22.5146 | 0 | 22.9215 | 22.9094 | 5671.38 | 16.1445 | 4547.86 | 4690.32 | 4657.43 | 4657.43 | 4592.22 | 4591.91 | 1502.78 | 0 | 0 | 0.44103 | 0 | 4591.47 | 950 | 4370.8 | 4348.9424
3151 | 1989-05-12 06:00 | 114 | 42 | 100 | 15.6 | 3.1 | -9900 | 18.9688 | 80.0828 | 73.2192 | 0 |  | 114 | 12.4213 | 100.848 | 0.04338 | 11.8952 | 94.3073 | 0.04338 | 10.4101 | 90.2271 | 0 | 98.6245 | 98.5842 | 24405.6 | 20.7545 | 22973.3 | 23337.3 | 23259.9 | 23259.9 | 22934.3 | 22927.4 | 1561.35 | 0 | 0 | 11.3453 | 0 | 22916.1 | 950 | 22138.4 | 22027.668
3152 | 1989-05-12 07:00 | 292 | 114 | 233 | 16.1 | 4.1 | -9900 | 31.5093 | 87.575 | 60.2723 | 0 |  | 292 | 55.9133 | 235.014 | 0.11112 | 54.2346 | 219.858 | 0.11112 | 51.4575 | 210.345 | 0 | 256.567 | 256.446 | 63485.3 | 28.9118 | 62453.4 | 61524 | 61285.9 | 61285.9 | 60427.9 | 60379.6 | 1555.58 | 0 | 0 | 78.2031 | 0 | 60301.4 | 949.999 | 59045.6 | 58750.3594
3153 | 1989-05-12 08:00 | 480 | 209 | 334 | 16.7 | 2.6 | -9900 | 44.116 | 96.0148 | 47.1842 | 0 |  | 480 | 142.365 | 331.179 | 0.18265 | 139.098 | 309.965 | 0.18265 | 135.806 | 296.552 | 0 | 423.711 | 423.476 | 104834 | 39.3508 | 104503 | 98906.8 | 98656.3 | 98656.3 | 97275 | 97152.3 | 1566.18 | 0 | 0 | 205.652 | 0 | 96946.6 | 949.999 | 95364.8 | 94887.9453
3154 | 1989-05-12 09:00 | 653 | 335 | 375 | 17.8 | 4.6 | -9900 | 56.4774 | 107.214 | 34.16 | 0 |  | 653 | 275.566 | 374.736 | 0.24849 | 268.65 | 350.714 | 0.24849 | 265.841 | 335.538 | 0 | 589.352 | 589.051 | 145824 | 46.5666 | 146165 | 134376 | 133881 | 133881 | 132006 | 131781 | 1570.6 | 0 | 0 | 383.325 | 0 | 131398 | 950 | 129200 | 128554.1328
3155 | 1989-05-12 10:00 | 979 | 907 | 141 | 17.8 | 4.6 | -9900 | 67.8101 | 126.104 | 21.6869 | 0 |  | 979 | 839.869 | 142.236 | 0.37254 | 807.807 | 133.092 | 0.37254 | 804.706 | 127.333 | 0 | 913.398 | 912.5 | 225893 | 62.3623 | 226564 | 193820 | 193113 | 193113 | 190408 | 189914 | 1527.09 | 4237.81 | 0 | 769.242 | 0 | 189145 | 950 | 181458 | 180551.0469
3156 | 1989-05-12 11:00 | 989 | 891 | 129 | 18.3 | 5.7 | -9900 | 75.1598 | 165.993 | 12.2013 | 0 |  | 989 | 869.007 | 130.623 | 0.37634 | 845.808 | 122.191 | 0.37634 | 844.81 | 116.904 | 0 | 942.48 | 941.483 | 233056 | 62.0332 | 233711 | 200579 | 199528 | 199528 | 196732 | 196203 | 1532.8 | 6280.34 | 0 | 788.46 | 0 | 195415 | 950 | 185541 | 184613.625
3157 | 1989-05-12 12:00 | 1001 | 919 | 128 | 18.9 | 5.2 | -9900 | 72.3688 | 217.731 | 14.1356 | 0 |  | 1001 | 887.957 | 130.202 | 0.38091 | 886.694 | 121.759 | 0.38091 | 885.292 | 116.491 | 0 | 981.747 | 981.643 | 243028 | 65.5479 | 243691 | 206739 | 206182 | 206182 | 203295 | 202774 | 1589.75 | 8129.67 | 0 | 895.389 | 0 | 201879 | 950 | 190001 | 189051.125
3158 | 1989-05-12 13:00 | 699 | 505 | 253 | 18.3 | 6.2 | -9900 | 62.3779 | 244.954 | 24.8971 | 0 |  | 699 | 456.195 | 259.193 | 0.26599 | 456.195 | 242.293 | 0.26599 | 453.836 | 231.811 | 0 | 671.934 | 671.845 | 166326 | 48.8061 | 166940 | 152308 | 152032 | 152032 | 149904 | 149621 | 1588.39 | 0 | 0 | 494.831 | 0 | 149126 | 950 | 146603 | 145869.7812
3159 | 1989-05-12 14:00 | 588 | 338 | 328 | 17.8 | 6.2 | -9900 | 50.3736 | 259.005 | 37.5593 | 0 |  | 588 | 267.302 | 332.999 | 0.22375 | 265.022 | 311.231 | 0.22375 | 261.534 | 297.767 | 0 | 548.115 | 547.867 | 135637 | 42.6767 | 135830 | 126988 | 126663 | 126663 | 124889 | 124690 | 1573 | 0 | 0 | 338.091 | 0 | 124352 | 950 | 122310 | 121698.2812
3160 | 1989-05-12 15:00 | 340 | 96 | 281 | 16.7 | 5.2 | -9900 | 37.8441 | 268.497 | 50.6054 | 0 |  | 340 | 60.9589 | 285.946 | 0.12938 | 47.9623 | 267.352 | 0.12938 | 46.5223 | 255.786 | 0 | 296.262 | 296.295 | 73348.9 | 30.78 | 72477.2 | 70863.2 | 70674.7 | 70674.7 | 69685.2 | 69616.7 | 1506.96 | 0 | 0 | 99.0368 | 0 | 69517.6 | 949.999 | 68164.3 | 67823.4297
3161 | 1989-05-12 16:00 | 103 | 4 | 101 | 16.7 | 6.2 | -9900 | 25.2522 | 276.325 | 63.6582 | 0 |  | 103 | 2.0776 | 100.277 | 0.039195 | 1.6311 | 93.7722 | 0.039195 | 1.5243 | 89.7152 | 0 | 89.4148 | 89.3809 | 22127.5 | 20.7585 | 20697.1 | 21025.9 | 20955.5 | 20955.5 | 20662.2 | 20656.6 | 1564.77 | 0 | 0 | 9.3136 | 0 | 20647.3 | 950 | 19909.6 | 19810.0508
3162 | 1989-05-12 17:00 | 71 | 7 | 69 | 16.7 | 5.2 | -9900 | 12.8402 | 283.718 | 76.5275 | 0 |  | 71 | 2.094 | 68.571 | 0.027018 | 0.59838 | 64.1033 | 0.027018 | 0.52276 | 61.33 | 0 | 60.6157 | 60.5975 | 15001.6 | 19.5796 | 13621.2 | 13899.5 | 13845 | 13845 | 13651.2 | 13648.7 | 1549.47 | 0 | 0 | 4.0314 | 0 | 13644.7 | 950 | 13082.8 | 13017.3506
3163 | 1989-05-12 18:00 | 5 | 2 | 5 | 16.1 | 4.6 | -9900 | 0.82147 | 291.413 | 88.1295 | 0 |  | 5 | 0 | 5.0845 | 0.0019027 | 0 | 4.759 | 0.0019027 | 0 | 4.5531 | 0 | 4.462 | 4.4598 | 1104.08 | 16.3178 | 401.303 | 399.567 | 396.236 | 396.236 | 390.689 | 390.687 | 1463.25 | 0 | 0 | 0.0030492 | 0 | 390.684 | 950 | 370.616 | 368.7627
3164 | 1989-05-12 19:00 | 0 | 0 | 0 | 16.1 | 4.1 | -9900
3165 | 1989-05-12 20:00 | 0 | 0 | 0 | 16.1 | 3.6 | -9900
3166 | 1989-05-12 21:00 | 0 | 0 | 0 | 16.1 | 3.6 | -9900
3167 | 1989-05-12 22:00 | 0 | 0 | 0 | 15.6 | 2.6 | -9900
3168 | 1989-05-12 23:00 | 0 | 0 | 0 | 15.6 | 3.6 | -9900
3169 | 1989-05-13 | 0 | 0 | 0 | 15.6 | 3.6 | -9900
3170 | 1989-05-13 01:00 | 0 | 0 | 0 | 15.6 | 4.1 | -9900
3171 | 1989-05-13 02:00 | 0 | 0 | 0 | 15.6 | 4.1 | -9900
3172 | 1989-05-13 03:00 | 0 | 0 | 0 | 15.6 | 4.1 | -9900
3173 | 1989-05-13 04:00 | 1 | 0 | 1 | 15.6 | 4.1 | -9900 | -4.8905 | 64.3638 | 90 | 0 |  | 1 | 0 | 1.0834 | 0.00038053 | 0 | 1.0132 | 0 | 0 | 0.96936 | 0 | 0.94997 | 0.94973 | 235.117 | 15.6474 | 18.4779 | 18.3745 | 17.1882 | 17.1882 | 16.9476 | 16.9476 | 1346.96 | 0 | 0 | 4.856e-06 | 0 | 16.9475 | 950 | 16.072 | 15.9917
3174 | 1989-05-13 05:00 | 27 | 1 | 27 | 15.6 | 3.1 | -9900 | 6.8432 | 72.4196 | 85.7324 | 0 |  | 27 | 0 | 26.8036 | 0.010274 | 0 | 25.0663 | 0.010274 | 0 | 23.9818 | 0 | 23.5021 | 23.4926 | 5815.9 | 16.8283 | 4683.75 | 4819.95 | 4789.72 | 4789.72 | 4722.66 | 4722.36 | 1551.51 | 0 | 0 | 0.48173 | 0 | 4721.88 | 950 | 4495.13 | 4472.6514
3175 | 1989-05-13 06:00 | 91 | 1 | 90 | 15.6 | 4.6 | -9900 | 19.0918 | 79.8558 | 73.1093 | 0 |  | 91 | 0.88734 | 88.9096 | 0.034628 | 0.84982 | 83.1685 | 0.034628 | 0.74467 | 79.57 | 0 | 78.7084 | 78.6735 | 19476.9 | 19.4421 | 18056.3 | 18433.7 | 18367 | 18367 | 18109.9 | 18105.6 | 1556.22 | 0 | 0 | 7.1437 | 0 | 18098.5 | 950 | 17416.3 | 17329.1836
3176 | 1989-05-13 07:00 | 200 | 3 | 198 | 16.1 | 5.2 | -9900 | 31.6263 | 87.3195 | 60.1711 | 0 |  | 200 | 1.8949 | 195.606 | 0.076106 | 1.8385 | 182.997 | 0.076106 | 1.7449 | 175.079 | 0 | 173.288 | 173.208 | 42879.1 | 24.3309 | 41568.6 | 41659.9 | 41540.9 | 41540.9 | 40959.3 | 40937.6 | 1571.87 | 0 | 0 | 36.8282 | 0 | 40900.8 | 950 | 39963.3 | 39763.457
3177 | 1989-05-13 08:00 | 265 | 2 | 263 | 16.1 | 5.2 | -9900 | 44.2345 | 95.7129 | 47.0855 | 0 |  | 265 | 1.9497 | 260.526 | 0.10084 | 1.9019 | 243.715 | 0.10084 | 1.8572 | 233.17 | 0 | 230.327 | 230.22 | 56993.9 | 27.0401 | 55864.9 | 55423.6 | 55284.1 | 55284.1 | 54510 | 54472.1 | 1571 | 0 | 0 | 64.9626 | 0 | 54407.1 | 949.999 | 53220.4 | 52954.2617
3178 | 1989-05-13 09:00 | 549 | 211 | 373 | 16.7 | 5.2 | -9900 | 56.6102 | 106.837 | 34.0534 | 0 |  | 549 | 174.412 | 371.926 | 0.20891 | 170.074 | 348.033 | 0.20891 | 168.309 | 332.974 | 0 | 491.256 | 490.928 | 121532 | 40.029 | 121491 | 114686 | 114303 | 114303 | 112702 | 112538 | 1566.02 | 0 | 0 | 277.027 | 0 | 112261 | 950 | 110427 | 109874.5859
3179 | 1989-05-13 10:00 | 564 | 124 | 449 | 16.7 | 5.2 | -9900 | 67.9831 | 125.638 | 21.5481 | 0 |  | 564 | 115.225 | 449.732 | 0.21462 | 110.88 | 420.771 | 0.21462 | 110.46 | 402.564 | 0 | 502.763 | 502.423 | 124380 | 40.5752 | 124387 | 117176 | 116864 | 116864 | 115227 | 115057 | 1567.95 | 0 | 0 | 289.75 | 0 | 114767 | 950 | 112889 | 112324.1094
3180 | 1989-05-13 11:00 | 640 | 103 | 541 | 17.2 | 5.2 | -9900 | 75.4006 | 165.792 | 11.9781 | 0 |  | 640 | 100.009 | 553.427 | 0.24354 | 97.4796 | 517.638 | 0.24354 | 97.3686 | 495.242 | 0 | 580.758 | 580.519 | 143713 | 44.7864 | 144025 | 133449 | 133101 | 133101 | 131237 | 131012 | 1549.24 | 0 | 0 | 367.104 | 0 | 130645 | 950 | 128474 | 127831.3281
3181 | 1989-05-13 12:00 | 458 | 52 | 409 | 16.7 | 5.7 | -9900 | 72.5739 | 218.182 | 13.9424 | 0 |  | 458 | 49.8247 | 416.19 | 0.17428 | 49.7539 | 389.226 | 0.17428 | 49.6774 | 372.386 | 0 | 413.622 | 413.476 | 102363 | 35.9065 | 101988 | 97866.9 | 97636.5 | 97636.5 | 96269.5 | 96151.9 | 1576.87 | 0 | 0 | 202.288 | 0 | 95949.6 | 949.999 | 94384.2 | 93912.3281
3182 | 1989-05-13 13:00 | 532 | 171 | 380 | 17.2 | 5.2 | -9900 | 62.5223 | 245.384 | 24.7742 | 0 |  | 532 | 155.423 | 383.532 | 0.20244 | 155.423 | 358.589 | 0.20244 | 154.628 | 343.075 | 0 | 487.749 | 487.617 | 120719 | 40.3717 | 120664 | 113836 | 113587 | 113587 | 111996 | 111840 | 1592.81 | 0 | 0 | 277.194 | 0 | 111563 | 950 | 109751 | 109202.1641
3183 | 1989-05-13 14:00 | 543 | 337 | 284 | 17.8 | 5.2 | -9900 | 50.4927 | 259.342 | 37.4602 | 0 |  | 543 | 266.169 | 288.379 | 0.20663 | 264.222 | 269.531 | 0.20663 | 260.768 | 257.872 | 0 | 508.266 | 508.1 | 125791 | 41.945 | 125823 | 117964 | 117664 | 117664 | 116017 | 115845 | 1565.67 | 0 | 0 | 292.124 | 0 | 115552 | 950 | 113673 | 113104.9141
3184 | 1989-05-13 15:00 | 182 | 0 | 181 | 16.7 | 5.2 | -9900 | 37.9561 | 268.774 | 50.5111 | 0 |  | 182 | 1.0327 | 180.048 | 0.069256 | 0.81381 | 168.36 | 0.069256 | 0.78952 | 161.076 | 0 | 158.628 | 158.599 | 39262.9 | 24.2367 | 37914.8 | 38013.3 | 37907.7 | 37907.7 | 37377 | 37358.9 | 1554.94 | 0 | 0 | 30.1774 | 0 | 37328.7 | 950 | 36443.3 | 36261.0391
3185 | 1989-05-13 16:00 | 177 | 6 | 175 | 16.1 | 4.6 | -9900 | 25.3666 | 276.565 | 63.5597 | 0 |  | 177 | 2.076 | 174.411 | 0.067354 | 1.629 | 163.04 | 0.067354 | 1.523 | 155.987 | 0 | 154.359 | 154.285 | 38195.6 | 23.6346 | 36837.1 | 37015.8 | 36908.1 | 36908.1 | 36391.4 | 36374.4 | 1565.87 | 0 | 0 | 29.0179 | 0 | 36345.4 | 950 | 35475 | 35297.6719
3186 | 1989-05-13 17:00 | 51 | 0 | 51 | 15.6 | 3.6 | -9900 | 12.9633 | 283.935 | 76.4192 | 0 |  | 51 | 0 | 50.5743 | 0.019407 | 0 | 47.2961 | 0.019407 | 0 | 45.2498 | 0 | 44.3448 | 44.327 | 10973.8 | 17.8655 | 9665.3 | 9923.95 | 9879.7 | 9879.7 | 9741.39 | 9740.16 | 1565.99 | 0 | 0 | 2.0775 | 0 | 9738.08 | 950 | 9308.14 | 9261.5996
3187 | 1989-05-13 18:00 | 10 | 0 | 10 | 15.6 | 4.1 | -9900 | 0.95853 | 291.615 | 88.0591 | 0 |  | 10 | 0 | 9.8237 | 0.0038053 | 0 | 9.1849 | 0.0038053 | 0 | 8.7875 | 0 | 8.6118 | 8.6093 | 2131.37 | 16.0301 | 1260.91 | 1284.38 | 1275.4 | 1275.4 | 1257.55 | 1257.52 | 1500.73 | 0 | 0 | 0.032726 | 0 | 1257.49 | 950 | 1193.74 | 1187.7692
3188 | 1989-05-13 19:00 | 0 | 0 | 0 | 15.6 | 3.6 | -9900
3189 | 1989-05-13 20:00 | 0 | 0 | 0 | 16.1 | 2.6 | -9900
3190 | 1989-05-13 21:00 | 0 | 0 | 0 | 16.1 | 3.6 | -9900
3191 | 1989-05-13 22:00 | 0 | 0 | 0 | 16.1 | 4.1 | -9900
3192 | 1989-05-13 23:00 | 0 | 0 | 0 | 15.6 | 3.6 | -9900
3193 | 1989-05-14 | 0 | 0 | 0 | 15.6 | 5.2 | -9900
3194 | 1989-05-14 01:00 | 0 | 0 | 0 | 14.4 | 2.6 | -9900
3195 | 1989-05-14 02:00 | 0 | 0 | 0 | 15 | 3.6 | -9900
3196 | 1989-05-14 03:00 | 0 | 0 | 0 | 15.6 | 3.1 | -9900
3197 | 1989-05-14 04:00 | 0 | 0 | 0 | 15.6 | 4.1 | -9900
3198 | 1989-05-14 05:00 | 32 | 15 | 30 | 15.6 | 3.6 | -9900 | 6.9729 | 72.2134 | 85.6134 | 0 |  | 32 | 1.2588 | 31.0456 | 0.012177 | 1.0052 | 29.0008 | 0.012177 | 0.44992 | 27.7464 | 0 | 27.6324 | 27.6233 | 6838.56 | 17.0118 | 5660.37 | 5824.95 | 5793.01 | 5793.01 | 5711.91 | 5711.49 | 1561.66 | 0 | 0 | 0.70315 | 0 | 5710.79 | 950 | 5440.87 | 5413.6626
3199 | 1989-05-14 06:00 | 75 | 1 | 74 | 15.6 | 3.1 | -9900 | 19.21 | 79.6321 | 73.0039 | 0 |  | 75 | 0.88743 | 73.2645 | 0.02854 | 0.84834 | 68.5252 | 0.02854 | 0.74421 | 65.5604 | 0 | 64.9785 | 64.9511 | 16079.6 | 18.996 | 14686.3 | 15018 | 14959 | 14959 | 14749.5 | 14746.7 | 1574.19 | 0 | 0 | 4.7784 | 0 | 14742 | 950 | 14148.2 | 14077.4209
3200 | 1989-05-14 07:00 | 225 | 26 | 211 | 15.6 | 3.6 | -9900 | 31.7384 | 87.0676 | 60.0745 | 0 |  | 225 | 13.2614 | 208.355 | 0.085619 | 12.8693 | 194.932 | 0.085619 | 12.2181 | 186.498 | 0 | 194.741 | 194.693 | 48197.5 | 25.5505 | 46949.9 | 46837.8 | 46694.4 | 46694.4 | 46040.7 | 46013.2 | 1566.93 | 0 | 0 | 46.234 | 0 | 45967 | 950 | 44937.9 | 44713.207
3201 | 1989-05-14 08:00 | 266 | 11 | 258 | 15.6 | 4.6 | -9900 | 44.3479 | 95.4147 | 46.9917 | 0 |  | 266 | 7.7967 | 255.577 | 0.10122 | 7.6074 | 239.083 | 0.10122 | 7.4293 | 228.739 | 0 | 231.445 | 231.358 | 57276 | 26.8984 | 56151.1 | 55736.7 | 55598.3 | 55598.3 | 54819.9 | 54781.6 | 1578.42 | 0 | 0 | 65.7671 | 0 | 54715.8 | 950 | 53525.9 | 53258.3008
3202 | 1989-05-14 09:00 | 386 | 54 | 341 | 16.1 | 4.1 | -9900 | 56.7372 | 106.464 | 33.9524 | 0 |  | 386 | 44.5821 | 344.927 | 0.14688 | 43.4832 | 322.655 | 0.14688 | 43.035 | 308.695 | 0 | 344.695 | 344.627 | 85316.5 | 33.3173 | 84643.3 | 82009.2 | 81792.9 | 81792.9 | 80647.5 | 80563.5 | 1567.5 | 0 | 0 | 141.302 | 0 | 80422.2 | 949.999 | 78981.1 | 78586.1797
3203 | 1989-05-14 10:00 | 488 | 132 | 366 | 16.7 | 3.6 | -9900 | 68.1495 | 125.17 | 21.4158 | 0 |  | 488 | 122.207 | 366.653 | 0.1857 | 117.625 | 343.031 | 0.1857 | 117.185 | 328.188 | 0 | 436.466 | 435.997 | 107936 | 38.9833 | 107659 | 102041 | 101758 | 101758 | 100333 | 100200 | 1556.65 | 0 | 0 | 217.389 | 0 | 99983 | 949.999 | 98353.7 | 97861.9453
3204 | 1989-05-14 11:00 | 523 | 132 | 395 | 17.2 | 4.1 | -9900 | 75.6357 | 165.579 | 11.7613 | 0 |  | 523 | 129.27 | 397.221 | 0.19902 | 126 | 371.556 | 0.19902 | 125.861 | 355.48 | 0 | 471.715 | 471.448 | 116710 | 40.7531 | 116587 | 109755 | 109447 | 109447 | 107915 | 107765 | 1568.41 | 0 | 0 | 250.908 | 0 | 107514 | 949.999 | 105772 | 105243.0703
3205 | 1989-05-14 12:00 | 569 | 110 | 465 | 17.8 | 4.6 | -9900 | 72.775 | 218.627 | 13.7534 | 0 |  | 569 | 105.72 | 474.58 | 0.21652 | 105.569 | 443.831 | 0.21652 | 105.411 | 424.628 | 0 | 519.439 | 519.28 | 128557 | 43.1593 | 128633 | 120006 | 119714 | 119714 | 118038 | 117862 | 1578.98 | 0 | 0 | 304.03 | 0 | 117558 | 950 | 115634 | 115056.0547
3206 | 1989-05-14 13:00 | 565 | 150 | 432 | 17.2 | 4.1 | -9900 | 62.6641 | 245.806 | 24.6537 | 0 |  | 565 | 135.951 | 436.085 | 0.215 | 135.951 | 407.716 | 0.215 | 135.262 | 390.077 | 0 | 514.833 | 514.68 | 127417 | 42.913 | 127475 | 119054 | 118789 | 118789 | 117126 | 116955 | 1584.85 | 0 | 0 | 302.547 | 0 | 116653 | 950 | 114746 | 114172.0469
3207 | 1989-05-14 14:00 | 369 | 52 | 329 | 17.2 | 4.6 | -9900 | 50.6103 | 259.672 | 37.3623 | 0 |  | 369 | 41.0912 | 334.489 | 0.14042 | 40.8508 | 312.768 | 0.14042 | 40.3202 | 299.236 | 0 | 332.765 | 332.67 | 82357.4 | 33.4461 | 81632.4 | 79069.5 | 78880.6 | 78880.6 | 77776.2 | 77700.2 | 1580.36 | 0 | 0 | 132.874 | 0 | 77567.3 | 949.999 | 76139.1 | 75758.3906
3208 | 1989-05-14 15:00 | 329 | 122 | 253 | 17.2 | 5.2 | -9900 | 38.0671 | 269.044 | 50.4174 | 0 |  | 329 | 78.4437 | 255.182 | 0.12519 | 61.957 | 238.48 | 0.12519 | 60.1181 | 228.164 | 0 | 282.517 | 282.533 | 69942 | 30.626 | 69016.8 | 67498.6 | 67310.7 | 67310.7 | 66368.4 | 66303.9 | 1487.02 | 0 | 0 | 87.1048 | 0 | 66216.8 | 950 | 64900.6 | 64576.1445
3209 | 1989-05-14 16:00 | 156 | 27 | 144 | 16.7 | 4.6 | -9900 | 25.4803 | 276.799 | 63.4618 | 0 |  | 156 | 12.4469 | 145.216 | 0.059363 | 9.7051 | 135.804 | 0.059363 | 9.0771 | 129.928 | 0 | 136.225 | 136.172 | 33711.8 | 23.35 | 32317.9 | 32508.1 | 32407.1 | 32407.1 | 31953.4 | 31939.8 | 1540.82 | 0 | 0 | 21.7793 | 0 | 31918.1 | 950 | 31056.3 | 30901.0684
3210 | 1989-05-14 17:00 | 79 | 6 | 78 | 16.1 | 4.1 | -9900 | 13.0856 | 284.147 | 76.3115 | 0 |  | 79 | 1.0438 | 77.5718 | 0.030062 | 0.28378 | 72.5073 | 0.030062 | 0.2494 | 69.3707 | 0 | 68.2277 | 68.1921 | 16882 | 19.5068 | 15480.3 | 15800.9 | 15742 | 15742 | 15521.6 | 15518.5 | 1558.95 | 0 | 0 | 5.222 | 0 | 15513.2 | 950 | 14896.9 | 14822.3818
3211 | 1989-05-14 18:00 | 12 | 6 | 11 | 15.6 | 2.6 | -9900 | 1.0945 | 291.813 | 87.9819 | 0 |  | 12 | 0.40449 | 11.5496 | 0.0045664 | 0.23537 | 10.8174 | 0.0045664 | 0.097158 | 10.3492 | 0 | 10.2375 | 10.2353 | 2533.86 | 16.1475 | 1622.2 | 1658.62 | 1648.86 | 1648.86 | 1625.77 | 1625.74 | 1490.99 | 0 | 0 | 0.05453 | 0 | 1625.68 | 950 | 1543.74 | 1536.0206
3212 | 1989-05-14 19:00 | 0 | 0 | 0 | 15.6 | 3.6 | -9900
3213 | 1989-05-14 20:00 | 0 | 0 | 0 | 15.6 | 3.6 | -9900
3214 | 1989-05-14 21:00 | 0 | 0 | 0 | 15 | 3.6 | -9900
3215 | 1989-05-14 22:00 | 0 | 0 | 0 | 15.6 | 3.1 | -9900
3216 | 1989-05-14 23:00 | 0 | 0 | 0 | 15.6 | 4.1 | -9900
3217 | 1989-05-15 | 0 | 0 | 0 | 15.6 | 4.1 | -9900
3218 | 1989-05-15 01:00 | 0 | 0 | 0 | 15.6 | 4.6 | -9900
3219 | 1989-05-15 02:00 | 0 | 0 | 0 | 15 | 4.6 | -9900
3220 | 1989-05-15 03:00 | 0 | 0 | 0 | 14.4 | 5.2 | -9900
3221 | 1989-05-15 04:00 | 0 | 0 | 0 | 15 | 4.6 | -9900
3222 | 1989-05-15 05:00 | 36 | 2 | 36 | 14.4 | 3.6 | -9900 | 7.0978 | 72.0104 | 85.4991 | 0 |  | 36 | 0 | 35.3861 | 0.013699 | 0 | 33.1054 | 0.013699 | 0 | 31.673 | 0 | 31.0395 | 31.0243 | 7680.44 | 15.9856 | 6469.42 | 6683.52 | 6651.38 | 6651.38 | 6558.26 | 6557.69 | 1553.05 | 0 | 0 | 0.93425 | 0 | 6556.76 | 950 | 6251.24 | 6219.9883
3223 | 1989-05-15 06:00 | 92 | 0 | 92 | 15 | 4.1 | -9900 | 19.3234 | 79.4119 | 72.9031 | 0 |  | 92 | 0 | 90.8714 | 0.035009 | 0 | 85.004 | 0.035009 | 0 | 81.3261 | 0 | 79.6996 | 79.6765 | 19724.9 | 18.9806 | 18303 | 18716.5 | 18653.4 | 18653.4 | 18392.2 | 18387.9 | 1566.38 | 0 | 0 | 7.4477 | 0 | 18380.4 | 950 | 17691.8 | 17603.3887
3224 | 1989-05-15 07:00 | 199 | 7 | 195 | 16.1 | 4.1 | -9900 | 31.8456 | 86.8194 | 59.9825 | 0 |  | 199 | 3.7881 | 192.659 | 0.075726 | 3.6761 | 180.238 | 0.075726 | 3.4912 | 172.44 | 0 | 172.412 | 172.402 | 42680.4 | 24.7131 | 41367.9 | 41398.3 | 41279.3 | 41279.3 | 40701.4 | 40680.2 | 1571.95 | 0 | 0 | 36.1379 | 0 | 40644 | 950 | 39709.6 | 39511.0195
3225 | 1989-05-15 08:00 | 331 | 6 | 326 | 16.1 | 3.1 | -9900 | 44.456 | 95.1204 | 46.9028 | 0 |  | 331 | 4.8716 | 322.749 | 0.12596 | 4.7545 | 301.949 | 0.12596 | 4.6437 | 288.884 | 0 | 287.657 | 287.456 | 71163.5 | 31.1296 | 70252.3 | 68634.5 | 68460.9 | 68460.9 | 67502.3 | 67444.1 | 1572.39 | 0 | 0 | 99.6346 | 0 | 67344.4 | 949.999 | 66005.2 | 65675.1328
3226 | 1989-05-15 09:00 | 199 | 6 | 193 | 14.4 | 2.1 | -9900 | 56.8585 | 106.094 | 33.8568 | 0 |  | 199 | 5.9427 | 191.533 | 0.075726 | 5.7989 | 179.146 | 0.075726 | 5.7396 | 171.395 | 0 | 173.592 | 173.541 | 42961.8 | 23.8959 | 41652.1 | 41809.3 | 41692 | 41692 | 41108.3 | 41086.5 | 1567.82 | 0 | 0 | 36.8105 | 0 | 41049.7 | 950 | 40110.4 | 39909.875
3227 | 1989-05-15 10:00 | 407 | 0 | 407 | 16.7 | 2.6 | -9900 | 68.3094 | 124.702 | 21.2902 | 0 |  | 407 | 0 | 404.857 | 0.15488 | 0 | 378.696 | 0.15488 | 0 | 362.311 | 0 | 355.064 | 354.925 | 87866.8 | 35.6842 | 87237.2 | 83761.8 | 83547.7 | 83547.7 | 82378.1 | 82291.6 | 1578.53 | 0 | 0 | 148.571 | 0 | 82143 | 949.999 | 80691.4 | 80287.9844
3228 | 1989-05-15 11:00 | 418 | 2 | 416 | 17.2 | 3.6 | -9900 | 75.865 | 165.356 | 11.5509 | 0 |  | 418 | 2.0193 | 414.469 | 0.15906 | 1.971 | 387.652 | 0.15906 | 1.969 | 370.88 | 0 | 365.392 | 365.205 | 90411.6 | 35.8651 | 89826.1 | 86197.1 | 85980.9 | 85980.9 | 84777.2 | 84683.9 | 1563.61 | 0 | 0 | 156.292 | 0 | 84527.6 | 950 | 83062.4 | 82647.1328
3229 | 1989-05-15 12:00 | 429 | 3 | 426 | 17.2 | 3.1 | -9900 | 72.9718 | 219.066 | 13.5688 | 0 |  | 429 | 3.0487 | 424.92 | 0.16325 | 3.0444 | 397.391 | 0.16325 | 3.04 | 380.198 | 0 | 375.573 | 375.437 | 92944.6 | 36.8296 | 92403.4 | 88337.4 | 88114.7 | 88114.7 | 86881.1 | 86784.3 | 1564.9 | 0 | 0 | 164.44 | 0 | 86619.9 | 949.999 | 85145.3 | 84719.6094
3230 | 1989-05-15 13:00 | 440 | 1 | 439 | 17.2 | 3.6 | -9900 | 62.8035 | 246.22 | 24.5355 | 0 |  | 440 | 1.0219 | 438.359 | 0.16743 | 1.0219 | 409.914 | 0.16743 | 1.0167 | 392.179 | 0 | 385.332 | 385.18 | 95356.5 | 36.8861 | 94857.7 | 90670.7 | 90447.2 | 90447.2 | 89180.9 | 89080.5 | 1585.88 | 0 | 0 | 175.009 | 0 | 88905.5 | 949.999 | 87420 | 86982.9453
3231 | 1989-05-15 14:00 | 369 | 0 | 369 | 17.2 | 3.1 | -9900 | 50.7263 | 259.995 | 37.2655 | 0 |  | 369 | 0 | 368.397 | 0.14042 | 0 | 344.455 | 0.14042 | 0 | 329.553 | 0 | 322.962 | 322.815 | 79917.5 | 34.0783 | 79151.3 | 76473.2 | 76281.4 | 76281.4 | 75213.3 | 75142.4 | 1583.98 | 0 | 0 | 124.689 | 0 | 75017.8 | 949.999 | 73609.4 | 73241.3359
3232 | 1989-05-15 15:00 | 275 | 1 | 275 | 16.7 | 3.1 | -9900 | 38.177 | 269.308 | 50.3245 | 0 |  | 275 | 0 | 274.346 | 0.10465 | 0 | 256.49 | 0.10465 | 0 | 245.394 | 0 | 240.486 | 240.433 | 59522.5 | 29.271 | 58430.1 | 57485.2 | 57345.1 | 57345.1 | 56542.2 | 56501.5 | 1573.21 | 0 | 0 | 70.0527 | 0 | 56431.5 | 949.999 | 55221.2 | 54945.0938
3233 | 1989-05-15 16:00 | 186 | 1 | 186 | 16.7 | 2.6 | -9900 | 25.593 | 277.027 | 63.3643 | 0 |  | 186 | 0 | 185.438 | 0.070779 | 0 | 173.341 | 0.070779 | 0 | 165.842 | 0 | 162.525 | 162.474 | 40222.7 | 25.3904 | 38883.7 | 38816.4 | 38711 | 38711 | 38169 | 38150.5 | 1574.3 | 0 | 0 | 31.8914 | 0 | 38118.6 | 950 | 37224.8 | 37038.668
3234 | 1989-05-15 17:00 | 75 | 0 | 75 | 16.7 | 3.1 | -9900 | 13.207 | 284.353 | 76.2043 | 0 |  | 75 | 0 | 74.5542 | 0.02854 | 0 | 69.6917 | 0.02854 | 0 | 66.6768 | 0 | 65.3432 | 65.3113 | 16168.8 | 20.1148 | 14774.2 | 15046.2 | 14989.7 | 14989.7 | 14779.9 | 14777.1 | 1577.6 | 0 | 0 | 4.8154 | 0 | 14772.3 | 950 | 14177.2 | 14106.2842
3235 | 1989-05-15 18:00 | 23 | 0 | 23 | 16.1 | 3.1 | -9900 | 1.2293 | 292.004 | 87.904 | 0 |  | 23 | 0 | 20.8868 | 0.0087522 | 0 | 19.47 | 0.0087522 | 0 | 18.6282 | 0 | 18.2556 | 18.25 | 4518.12 | 17.0542 | 3456.24 | 3549.55 | 3521.6 | 3521.6 | 3472.3 | 3472.12 | 1499.16 | 0 | 0 | 0.23866 | 0 | 3471.88 | 950 | 3301.67 | 3285.1643
3236 | 1989-05-15 19:00 | 0 | 0 | 0 | 16.7 | 3.1 | -9900
3237 | 1989-05-15 20:00 | 0 | 0 | 0 | 16.1 | 3.1 | -9900
3238 | 1989-05-15 21:00 | 0 | 0 | 0 | 16.1 | 4.6 | -9900
3239 | 1989-05-15 22:00 | 0 | 0 | 0 | 16.1 | 3.6 | -9900
3240 | 1989-05-15 23:00 | 0 | 0 | 0 | 16.1 | 2.6 | -9900
3241 | 1989-05-16 | 0 | 0 | 0 | 16.1 | 2.6 | -9900
3242 | 1989-05-16 01:00 | 0 | 0 | 0 | 16.1 | 2.1 | -9900
3243 | 1989-05-16 02:00 | 0 | 0 | 0 | 16.1 | 2.6 | -9900
3244 | 1989-05-16 03:00 | 0 | 0 | 0 | 16.1 | 2.6 | -9900
3245 | 1989-05-16 04:00 | 2 | 0 | 2 | 16.1 | 1.5 | -9900 | -4.4669 | 63.7899 | 90 | 0 |  | 2 | 0 | 2.1321 | 0.00076106 | 0 | 1.994 | 0 | 0 | 1.9078 | 0 | 1.8696 | 1.8688 | 462.661 | 16.2051 | 71.2429 | 70.8679 | 70.7753 | 70.7753 | 69.7845 | 69.7844 | 1423.45 | 0 | 0 | 9.4416e-05 | 0 | 69.7843 | 950 | 66.1821 | 65.8512
3246 | 1989-05-16 05:00 | 42 | 0 | 42 | 16.1 | 1.5 | -9900 | 7.2179 | 71.8106 | 85.3893 | 0 |  | 42 | 0 | 41.0217 | 0.015982 | 0 | 38.3873 | 0.015982 | 0 | 36.7262 | 0 | 35.9917 | 35.9761 | 8906.39 | 18.123 | 7654.02 | 7849.68 | 7812.34 | 7812.34 | 7702.96 | 7702.18 | 1549.87 | 0 | 0 | 1.287 | 0 | 7700.89 | 950 | 7348.91 | 7312.1704
3247 | 1989-05-16 06:00 | 135 | 1 | 134 | 16.7 | 1.5 | -9900 | 19.432 | 79.1951 | 72.8068 | 0 |  | 135 | 0.88755 | 131.626 | 0.051372 | 0.84874 | 123.164 | 0.051372 | 0.74621 | 117.835 | 0 | 116.209 | 116.181 | 28762 | 23.2332 | 27339.6 | 27514.1 | 27429 | 27429 | 27045 | 27035.4 | 1568.54 | 0 | 0 | 16.1105 | 0 | 27019.3 | 950 | 26188.5 | 26057.5918
3248 | 1989-05-16 07:00 | 223 | 69 | 186 | 17.2 | 3.1 | -9900 | 31.9479 | 86.5751 | 59.8952 | 0 |  | 223 | 35.0317 | 187.294 | 0.084858 | 33.9965 | 175.188 | 0.084858 | 32.2949 | 167.609 | 0 | 195.905 | 195.816 | 48475.5 | 27.4382 | 47231.4 | 46786.2 | 46616.5 | 46616.5 | 45963.8 | 45936.3 | 1567.56 | 0 | 0 | 46.0788 | 0 | 45890.3 | 950 | 44863.3 | 44638.9531
3249 | 1989-05-16 08:00 | 509 | 253 | 332 | 17.8 | 2.6 | -9900 | 44.5589 | 94.8303 | 46.8188 | 0 |  | 509 | 172.411 | 329.454 | 0.19369 | 168.303 | 308.395 | 0.19369 | 164.403 | 295.05 | 0 | 450.264 | 450.108 | 111427 | 41.8753 | 111211 | 104199 | 103863 | 103863 | 102408 | 102270 | 1560.06 | 0 | 0 | 224.607 | 0 | 102046 | 949.999 | 100384 | 99881.6953
3250 | 1989-05-16 09:00 | 483 | 287 | 242 | 17.8 | 4.1 | -9900 | 56.974 | 105.727 | 33.7666 | 0 |  | 483 | 238.638 | 243.107 | 0.1838 | 232.972 | 227.56 | 0.1838 | 230.601 | 217.712 | 0 | 439.347 | 438.959 | 108666 | 39.73 | 108405 | 102421 | 102052 | 102052 | 100623 | 100492 | 1571.47 | 0 | 0 | 224.377 | 0 | 100268 | 950 | 98632.1 | 98138.9453
3251 | 1989-05-16 10:00 | 498 | 102 | 403 | 18.9 | 5.2 | -9900 | 68.4627 | 124.234 | 21.171 | 0 |  | 498 | 95.1119 | 403.596 | 0.1895 | 91.5896 | 377.597 | 0.1895 | 91.2551 | 361.259 | 0 | 443.464 | 443.144 | 109706 | 39.9583 | 109460 | 103362 | 103081 | 103081 | 101638 | 101505 | 1568.28 | 0 | 0 | 226.273 | 0 | 101279 | 949.999 | 99628.8 | 99130.6484
3252 | 1989-05-16 11:00 | 699 | 361 | 349 | 19.4 | 4.6 | -9900 | 76.0883 | 165.122 | 11.3472 | 0 |  | 699 | 353.285 | 354.115 | 0.26599 | 344.844 | 331.264 | 0.26599 | 344.491 | 316.931 | 0 | 648.193 | 647.737 | 160349 | 51.0325 | 160881 | 145212 | 144610 | 144610 | 142585 | 142319 | 1559.01 | 0 | 0 | 430.014 | 0 | 141889 | 950 | 139506 | 138808.7812
3253 | 1989-05-16 12:00 | 905 | 572 | 359 | 19.4 | 5.2 | -9900 | 73.1646 | 219.499 | 13.3883 | 0 |  | 905 | 554.716 | 365.553 | 0.34438 | 553.928 | 341.84 | 0.34438 | 553.142 | 327.05 | 0 | 862.588 | 862.357 | 213492 | 60.3794 | 214344 | 186132 | 185668 | 185668 | 183067 | 182651 | 1589.37 | 0 | 0 | 734.239 | 0 | 181917 | 950 | 178652 | 177758.8125
3254 | 1989-05-16 13:00 | 720 | 493 | 282 | 18.9 | 5.2 | -9900 | 62.9403 | 246.625 | 24.4196 | 0 |  | 720 | 447.436 | 288.368 | 0.27398 | 447.436 | 269.566 | 0.27398 | 445.216 | 257.904 | 0 | 689.057 | 688.92 | 170554 | 51.6376 | 171213 | 154386 | 154090 | 154090 | 151932 | 151645 | 1594.17 | 0 | 0 | 510.33 | 0 | 151135 | 950 | 148568 | 147825.0938
3255 | 1989-05-16 14:00 | 788 | 907 | 87 | 18.9 | 5.7 | -9900 | 50.8409 | 260.31 | 37.1699 | 0 |  | 788 | 719.585 | 89.6281 | 0.29986 | 717.481 | 83.7629 | 0.29986 | 708.28 | 80.1395 | 0 | 772.651 | 772.509 | 191256 | 54.7841 | 192065 | 170866 | 170468 | 170468 | 168081 | 167710 | 1564.56 | 0 | 0 | 605.861 | 0 | 167104 | 950 | 164185 | 163364.2188
3256 | 1989-05-16 15:00 | 612 | 835 | 97 | 18.3 | 4.6 | -9900 | 38.2859 | 269.565 | 50.2322 | 0 |  | 612 | 531.046 | 100.693 | 0.23288 | 421.045 | 94.0396 | 0.23288 | 408.689 | 89.9722 | 0 | 488.688 | 488.292 | 120867 | 42.1459 | 120860 | 111374 | 111049 | 111049 | 105154 | 104938 | 1418.83 | 0 | 0 | -400.946 | 118.695 | 105220 | 940.53 | 103437 | 102919.3672
3257 | 1989-05-16 16:00 | 386 | 762 | 57 | 17.8 | 3.6 | -9900 | 25.7048 | 277.249 | 63.2674 | 0 |  | 386 | 340.766 | 59.1806 | 0.14688 | 263.705 | 55.2586 | 0.14688 | 246.831 | 52.8686 | 0 | 293.706 | 293.775 | 72730.8 | 32.8145 | 71966.5 | 69101 | 68200.5 | 68200.5 | 63663 | 63565.1 | 1300.13 | 0 | 0 | -194.964 | 0 | 63760 | 940.425 | 62513.8 | 62201.2227
3258 | 1989-05-16 17:00 | 150 | 373 | 65 | 16.7 | 4.1 | -9900 | 13.3274 | 284.553 | 76.0977 | 0 |  | 150 | 88.4798 | 66.4775 | 0.057079 | 24.1943 | 61.9925 | 0.057079 | 21.3055 | 59.312 | 0 | 79.0051 | 79.0762 | 19573.9 | 20.6506 | 18206.4 | 18427.7 | 18293.1 | 18293.1 | 18037 | 18028.4 | 1334.7 | 0 | 0 | 5.1712 | 0 | 18023.3 | 950 | 17347.7 | 17260.9707
3259 | 1989-05-16 18:00 | 26 | 14 | 24 | 16.1 | 3.1 | -9900 | 1.3629 | 292.19 | 87.8267 | 0 |  | 26 | 0.87114 | 23.461 | 0.0098938 | 0.50068 | 21.9089 | 0.0098938 | 0.22278 | 20.9613 | 0 | 20.7604 | 20.7523 | 5137.52 | 17.185 | 4040.09 | 4150.48 | 4120.33 | 4120.33 | 4062.64 | 4062.42 | 1537 | 0 | 0 | 0.35434 | 0 | 4062.07 | 950 | 3864.77 | 3845.4458
3260 | 1989-05-16 19:00 | 0 | 0 | 0 | 16.1 | 2.6 | -9900
3261 | 1989-05-16 20:00 | 0 | 0 | 0 | 15.6 | 3.1 | -9900
3262 | 1989-05-16 21:00 | 0 | 0 | 0 | 16.1 | 2.6 | -9900
3263 | 1989-05-16 22:00 | 0 | 0 | 0 | 16.1 | 3.6 | -9900
3264 | 1989-05-16 23:00 | 0 | 0 | 0 | 16.1 | 3.1 | -9900
3265 | 1989-05-17 | 0 | 0 | 0 | 15.6 | 3.1 | -9900
3266 | 1989-05-17 01:00 | 0 | 0 | 0 | 16.1 | 3.1 | -9900
3267 | 1989-05-17 02:00 | 0 | 0 | 0 | 15.6 | 3.1 | -9900
3268 | 1989-05-17 03:00 | 0 | 0 | 0 | 15.6 | 3.6 | -9900
3269 | 1989-05-17 04:00 | 0 | 0 | 0 | 15.6 | 4.6 | -9900
3270 | 1989-05-17 05:00 | 43 | 1 | 43 | 15.6 | 3.6 | -9900 | 7.3332 | 71.6142 | 85.2842 | 0 |  | 43 | 0 | 41.9843 | 0.016363 | 0 | 39.2884 | 0.016363 | 0 | 37.5884 | 0 | 36.8366 | 36.8176 | 9114.72 | 17.4817 | 7855.99 | 8075.45 | 8036.95 | 8036.95 | 7924.43 | 7923.61 | 1560.43 | 0 | 0 | 1.3799 | 0 | 7922.23 | 950 | 7561.49 | 7523.6865
3271 | 1989-05-17 06:00 | 83 | 1 | 83 | 15.6 | 4.1 | -9900 | 19.5358 | 78.9819 | 72.7151 | 0 |  | 83 | 0 | 82.0874 | 0.031584 | 0 | 76.7816 | 0.031584 | 0 | 73.4595 | 0 | 71.9904 | 71.966 | 17816 | 19.1954 | 16406.5 | 16765 | 16706.4 | 16706.4 | 16472.5 | 16469 | 1558.37 | 0 | 0 | 5.9146 | 0 | 16463 | 950 | 15821.9 | 15742.7461
3272 | 1989-05-17 07:00 | 222 | 8 | 218 | 15.6 | 3.1 | -9900 | 32.0453 | 86.3347 | 59.8125 | 0 |  | 222 | 3.7863 | 215.211 | 0.084478 | 3.6745 | 201.348 | 0.084478 | 3.4915 | 192.636 | 0 | 192.205 | 192.114 | 47560.6 | 25.6446 | 46304.9 | 46177.4 | 46047.7 | 46047.7 | 45402.8 | 45376.6 | 1577.84 | 0 | 0 | 45.1642 | 0 | 45331.5 | 950 | 44315.5 | 44093.9219
3273 | 1989-05-17 08:00 | 366 | 0 | 366 | 15.6 | 3.1 | -9900 | 44.6567 | 94.5445 | 46.7397 | 0 |  | 366 | 0 | 362.202 | 0.13927 | 0 | 338.877 | 0.13927 | 0 | 324.214 | 0 | 317.729 | 317.658 | 78639.8 | 32.2087 | 77852.6 | 75749.2 | 75555.3 | 75555.3 | 74497.6 | 74425.5 | 1565.08 | 0 | 0 | 120.345 | 0 | 74305.2 | 949.999 | 72906.3 | 72541.7422
3274 | 1989-05-17 09:00 | 347 | 7 | 342 | 16.1 | 3.1 | -9900 | 57.0837 | 105.365 | 33.6818 | 0 |  | 347 | 4.9497 | 339.46 | 0.13204 | 4.8345 | 317.542 | 0.13204 | 4.7855 | 303.803 | 0 | 302.417 | 302.301 | 74838.6 | 31.9058 | 73987.7 | 72072.3 | 71888.1 | 71888.1 | 70881.6 | 70817.1 | 1575.11 | 0 | 0 | 110.04 | 0 | 70707.1 | 949.999 | 69337.1 | 68990.3828
3275 | 1989-05-17 10:00 | 381 | 4 | 378 | 17.2 | 4.6 | -9900 | 68.6095 | 123.767 | 21.0584 | 0 |  | 381 | 3.0028 | 375.912 | 0.14498 | 2.8964 | 351.616 | 0.14498 | 2.886 | 336.403 | 0 | 332.503 | 332.381 | 82285.1 | 33.432 | 81559.5 | 78992.9 | 78786.3 | 78786.3 | 77683.3 | 77605.7 | 1564.43 | 0 | 0 | 131.49 | 0 | 77474.2 | 949.999 | 76050.7 | 75670.4609
3276 | 1989-05-17 11:00 | 453 | 5 | 448 | 17.8 | 4.6 | -9900 | 76.3056 | 164.877 | 11.15 | 0 |  | 453 | 5.0456 | 446.46 | 0.17238 | 4.9322 | 417.576 | 0.17238 | 4.9273 | 399.509 | 0 | 396.347 | 396.16 | 98074.9 | 37.1466 | 97623.9 | 93222 | 92998.4 | 92998.4 | 91696.3 | 91590.8 | 1585.4 | 0 | 0 | 184.786 | 0 | 91406 | 949.999 | 89893.3 | 89443.7891
3277 | 1989-05-17 12:00 | 463 | 1 | 461 | 18.3 | 4.6 | -9900 | 73.3532 | 219.923 | 13.2121 | 0 |  | 463 | 2.0314 | 460.003 | 0.17619 | 2.0285 | 430.2 | 0.17619 | 2.0257 | 411.587 | 0 | 405.341 | 405.238 | 100321 | 38.09 | 99909.9 | 95053.8 | 94819.2 | 94819.2 | 93491.7 | 93380.3 | 1568.94 | 0 | 0 | 189.833 | 0 | 93190.4 | 949.999 | 91654.2 | 91195.9688
3278 | 1989-05-17 13:00 | 429 | 0 | 428 | 17.8 | 4.6 | -9900 | 63.0746 | 247.022 | 24.3058 | 0 |  | 429 | 1.0212 | 427.25 | 0.16325 | 1.0212 | 399.527 | 0.16325 | 1.0162 | 382.242 | 0 | 375.593 | 375.439 | 92945.2 | 36.1347 | 92404 | 88579.5 | 88362.7 | 88362.7 | 87125.6 | 87028.8 | 1577.46 | 0 | 0 | 165.974 | 0 | 86862.8 | 949.999 | 85386.9 | 84959.9844
3279 | 1989-05-17 14:00 | 399 | 1 | 399 | 17.2 | 4.6 | -9900 | 50.9539 | 260.617 | 37.0754 | 0 |  | 399 | 0 | 398.561 | 0.15183 | 0 | 372.649 | 0.15183 | 0 | 356.527 | 0 | 349.397 | 349.244 | 86461.4 | 34.2555 | 85807.2 | 82855.6 | 82637.9 | 82637.9 | 81480.9 | 81396.2 | 1568.15 | 0 | 0 | 144.59 | 0 | 81251.6 | 949.999 | 79800.9 | 79401.8906
3280 | 1989-05-17 15:00 | 280 | 1 | 280 | 17.2 | 3.1 | -9900 | 38.3937 | 269.816 | 50.1405 | 0 |  | 280 | 0 | 279.336 | 0.10655 | 0 | 261.154 | 0.10655 | 0 | 249.855 | 0 | 244.858 | 244.747 | 60589.6 | 29.9965 | 59513 | 58391.7 | 58241.4 | 58241.4 | 57426 | 57384 | 1574.69 | 0 | 0 | 72.3436 | 0 | 57311.6 | 950 | 56090.2 | 55809.7383
3281 | 1989-05-17 16:00 | 198 | 0 | 198 | 17.2 | 3.6 | -9900 | 25.8157 | 277.465 | 63.1711 | 0 |  | 198 | 0 | 197.475 | 0.075345 | 0 | 184.584 | 0.075345 | 0 | 176.599 | 0 | 173.067 | 172.99 | 42826 | 26.0413 | 41514.3 | 41342.6 | 41236.5 | 41236.5 | 40659.2 | 40638.3 | 1576.81 | 0 | 0 | 36.257 | 0 | 40602.1 | 950 | 39674.5 | 39476.1445
3282 | 1989-05-17 17:00 | 95 | 0 | 95 | 17.2 | 2.6 | -9900 | 13.4468 | 284.747 | 75.9917 | 0 |  | 95 | 0 | 94.5966 | 0.03615 | 0 | 88.3979 | 0.03615 | 0 | 84.574 | 0 | 82.8826 | 82.8439 | 20509 | 21.6311 | 19083 | 19324 | 19258.5 | 19258.5 | 18988.8 | 18984.2 | 1567.94 | 0 | 0 | 7.8768 | 0 | 18976.4 | 950 | 18273 | 18181.5977
3283 | 1989-05-17 18:00 | 19 | 0 | 19 | 16.7 | 3.1 | -9900 | 1.4951 | 292.37 | 87.7499 | 0 |  | 19 | 0 | 17.9469 | 0.0072301 | 0 | 16.7521 | 0.0072301 | 0 | 16.0276 | 0 | 15.707 | 15.6993 | 3886.6 | 17.5208 | 2865.35 | 2935.19 | 2915.08 | 2915.08 | 2874.26 | 2874.13 | 1411.77 | 0 | 0 | 0.15265 | 0 | 2873.98 | 950 | 2731.8 | 2718.1433
3284 | 1989-05-17 19:00 | 0 | 0 | 0 | 16.7 | 3.1 | -9900
3285 | 1989-05-17 20:00 | 0 | 0 | 0 | 16.7 | 2.6 | -9900
3286 | 1989-05-17 21:00 | 0 | 0 | 0 | 16.7 | 2.1 | -9900
3287 | 1989-05-17 22:00 | 0 | 0 | 0 | 16.1 | 3.1 | -9900
3288 | 1989-05-17 23:00 | 0 | 0 | 0 | 16.1 | 3.6 | -9900
3289 | 1989-05-18 | 0 | 0 | 0 | 16.1 | 1.5 | -9900
3290 | 1989-05-18 01:00 | 0 | 0 | 0 | 16.1 | 2.1 | -9900
3291 | 1989-05-18 02:00 | 0 | 0 | 0 | 16.1 | 1.5 | -9900
3292 | 1989-05-18 03:00 | 0 | 0 | 0 | 16.1 | 2.1 | -9900
3293 | 1989-05-18 04:00 | 2 | 0 | 2 | 16.1 | 0 | -9900 | -4.2093 | 63.4226 | 90 | 0 |  | 2 | 0 | 2.1315 | 0.00076106 | 0 | 1.9935 | 0 | 0 | 1.9072 | 0 | 1.8691 | 1.8684 | 462.555 | 16.2125 | 71.2249 | 70.8503 | 70.7546 | 70.7546 | 69.764 | 69.7639 | 1385.22 | 0 | 0 | 8.8642e-05 | 0 | 69.7638 | 950 | 66.1627 | 65.8319
3294 | 1989-05-18 05:00 | 40 | 0 | 40 | 16.1 | 2.1 | -9900 | 7.4436 | 71.4212 | 85.1837 | 0 |  | 40 | 0 | 39.2166 | 0.015221 | 0 | 36.6925 | 0.015221 | 0 | 35.1048 | 0 | 34.4027 | 34.3886 | 8513.44 | 17.9817 | 7273.56 | 7462.5 | 7428.61 | 7428.61 | 7324.61 | 7323.9 | 1548.06 | 0 | 0 | 1.1594 | 0 | 7322.74 | 950 | 6985.84 | 6950.9092
3295 | 1989-05-18 06:00 | 131 | 1 | 131 | 16.7 | 2.6 | -9900 | 19.6349 | 78.7725 | 72.6279 | 0 |  | 131 | 0 | 128.749 | 0.049849 | 0 | 120.468 | 0.049849 | 0 | 115.255 | 0 | 112.95 | 112.907 | 27952 | 22.7392 | 26526.5 | 26746.8 | 26662.4 | 26662.4 | 26289.1 | 26280.1 | 1568.3 | 0 | 0 | 15.1502 | 0 | 26265 | 950 | 25441.5 | 25314.2715
3296 | 1989-05-18 07:00 | 240 | 1 | 240 | 16.7 | 2.1 | -9900 | 32.1379 | 86.0984 | 59.7344 | 0 |  | 240 | 0 | 236.748 | 0.091327 | 0 | 221.51 | 0.091327 | 0 | 211.926 | 0 | 207.687 | 207.636 | 51403 | 28.0616 | 50196.8 | 49605.6 | 49480.8 | 49480.8 | 48788 | 48757.2 | 1562.95 | 0 | 0 | 51.7722 | 0 | 48705.4 | 950 | 47623.2 | 47385.0781
3297 | 1989-05-18 08:00 | 339 | 1 | 338 | 17.2 | 2.1 | -9900 | 44.7493 | 94.2633 | 46.6653 | 0 |  | 339 | 0.97358 | 334.561 | 0.129 | 0.95104 | 313.003 | 0.129 | 0.92919 | 299.46 | 0 | 294.382 | 294.327 | 72863.8 | 33.3052 | 71980.6 | 69738 | 69565.3 | 69565.3 | 68591.2 | 68530.3 | 1559.1 | 0 | 0 | 101.896 | 0 | 68428.4 | 949.999 | 67079.9 | 66744.5156
3298 | 1989-05-18 09:00 | 400 | 1 | 399 | 18.3 | 3.1 | -9900 | 57.1878 | 105.008 | 33.6023 | 0 |  | 400 | 0.9897 | 396.052 | 0.15221 | 0.9671 | 370.496 | 0.15221 | 0.95737 | 354.465 | 0 | 348.314 | 348.141 | 86187.2 | 36.5025 | 85528.5 | 81862.2 | 81656.8 | 81656.8 | 80513.6 | 80430 | 1570.27 | 0 | 0 | 142.185 | 0 | 80287.9 | 949.999 | 78846.6 | 78452.375
3299 | 1989-05-18 10:00 | 934 | 871 | 123 | 20.6 | 4.1 | -9900 | 68.7496 | 123.301 | 20.9522 | 0 |  | 934 | 811.553 | 124.153 | 0.35541 | 784.123 | 116.17 | 0.35541 | 781.318 | 111.144 | 0 | 874.613 | 873.623 | 216272 | 64.2454 | 217018 | 184219 | 183058 | 183058 | 180494 | 180053 | 1534.88 | 0 | 0 | 697.309 | 0 | 179356 | 950 | 176142 | 175260.8906
3300 | 1989-05-18 11:00 | 966 | 850 | 141 | 20 | 6.7 | -9900 | 76.5168 | 164.62 | 10.9597 | 0 |  | 966 | 832.321 | 142.424 | 0.36759 | 814.772 | 133.229 | 0.36759 | 813.992 | 127.464 | 0 | 922.627 | 921.937 | 228229 | 60.9203 | 228949 | 197733 | 197174 | 197174 | 194413 | 193911 | 1553.55 | 4459.47 | 0 | 792.998 | 0 | 193118 | 950 | 185122 | 184196.875
3301 | 1989-05-18 12:00 | 994 | 829 | 200 | 20 | 6.2 | -9900 | 73.5378 | 220.34 | 13.0401 | 0 |  | 994 | 806.241 | 204.259 | 0.37825 | 805.095 | 191.006 | 0.37825 | 804.011 | 182.743 | 0 | 967.019 | 966.936 | 239384 | 63.9052 | 240088 | 205219 | 204684 | 204684 | 201817 | 201312 | 1601.75 | 6912.68 | 0 | 887.753 | 0 | 200424 | 950 | 189799 | 188849.9844
3302 | 1989-05-18 13:00 | 739 | 590 | 214 | 19.4 | 6.2 | -9900 | 63.2065 | 247.41 | 24.1941 | 0 |  | 739 | 535.988 | 220.203 | 0.28121 | 535.988 | 205.828 | 0.28121 | 533.38 | 196.924 | 0 | 715.698 | 715.631 | 177168 | 51.8943 | 177889 | 160239 | 159930 | 159930 | 157691 | 157380 | 1591.5 | 0 | 0 | 547.131 | 0 | 156833 | 950 | 154142 | 153371.5156
3303 | 1989-05-18 14:00 | 631 | 504 | 240 | 18.9 | 6.2 | -9900 | 51.0654 | 260.917 | 36.9821 | 0 |  | 631 | 401.081 | 245.619 | 0.24011 | 400.592 | 229.525 | 0.24011 | 395.518 | 219.596 | 0 | 602.812 | 602.678 | 149202 | 46.2655 | 149600 | 137898 | 137624 | 137624 | 135697 | 135464 | 1581.13 | 0 | 0 | 402.415 | 0 | 135062 | 950 | 132822 | 132157.4688
3304 | 1989-05-18 15:00 | 595 | 664 | 183 | 18.9 | 5.2 | -9900 | 38.5004 | 270.06 | 50.0496 | 0 |  | 595 | 424.449 | 188.043 | 0.22642 | 338.026 | 175.643 | 0.22642 | 328.217 | 168.046 | 0 | 486.337 | 486.426 | 120416 | 42.0151 | 120365 | 111621 | 111113 | 111113 | 107486 | 107280 | 1430.57 | 0 | 0 | -630.783 | 0 | 107911 | 947.074 | 106076 | 105545.9922
3305 | 1989-05-18 16:00 | 353 | 524 | 125 | 18.3 | 5.7 | -9900 | 25.9256 | 277.675 | 63.0753 | 0 |  | 353 | 235.838 | 127.908 | 0.13433 | 180.768 | 119.419 | 0.13433 | 169.325 | 114.254 | 0 | 277.908 | 278.368 | 68915.2 | 31.2306 | 68017.5 | 66074.2 | 65729.6 | 65729.6 | 64073.5 | 63985.2 | 1301.52 | 0 | 0 | -429.321 | 0 | 64414.5 | 950 | 63127.1 | 62811.5
3306 | 1989-05-18 17:00 | 83 | 27 | 76 | 17.2 | 6.2 | -9900 | 13.5651 | 284.936 | 75.8864 | 0 |  | 83 | 7.2679 | 76.4382 | 0.031584 | 2.0177 | 71.5055 | 0.031584 | 1.7781 | 68.4117 | 0 | 68.786 | 68.7403 | 17017.3 | 20.3213 | 15614.6 | 15889.9 | 15832.2 | 15832.2 | 15610.6 | 15607.2 | 1529.2 | 0 | 0 | 5.1548 | 0 | 15602.1 | 950 | 14982.2 | 14907.3242
3307 | 1989-05-18 18:00 | 26 | 4 | 26 | 17.2 | 5.2 | -9900 | 1.6261 | 292.545 | 87.6738 | 0 |  | 26 | 0 | 23.7762 | 0.0098938 | 0 | 22.1592 | 0.0098938 | 0 | 21.2012 | 0 | 20.7772 | 20.7708 | 5142.12 | 18.187 | 4044.42 | 4140.8 | 4111.14 | 4111.14 | 4053.59 | 4053.36 | 1535.3 | 0 | 0 | 0.34664 | 0 | 4053.02 | 950 | 3856.1 | 3836.823
3308 | 1989-05-18 19:00 | 0 | 0 | 0 | 17.2 | 4.1 | -9900
3309 | 1989-05-18 20:00 | 0 | 0 | 0 | 16.7 | 3.1 | -9900
3310 | 1989-05-18 21:00 | 0 | 0 | 0 | 17.2 | 3.1 | -9900
3311 | 1989-05-18 22:00 | 0 | 0 | 0 | 16.7 | 3.1 | -9900
3312 | 1989-05-18 23:00 | 0 | 0 | 0 | 16.7 | 2.1 | -9900
3313 | 1989-05-19 | 0 | 0 | 0 | 16.7 | 2.6 | -9900
3314 | 1989-05-19 01:00 | 0 | 0 | 0 | 16.7 | 2.6 | -9900
3315 | 1989-05-19 02:00 | 0 | 0 | 0 | 16.7 | 1.5 | -9900
3316 | 1989-05-19 03:00 | 0 | 0 | 0 | 16.7 | 2.1 | -9900
3317 | 1989-05-19 04:00 | 0 | 0 | 0 | 16.7 | 2.1 | -9900
3318 | 1989-05-19 05:00 | 35 | 0 | 35 | 17.2 | 3.1 | -9900 | 7.5492 | 71.2316 | 85.0879 | 0 |  | 35 | 0 | 34.5232 | 0.013319 | 0 | 32.2935 | 0.013319 | 0 | 30.8963 | 0 | 30.2784 | 30.2666 | 7492.97 | 18.7825 | 6288.92 | 6432.71 | 6401.23 | 6401.23 | 6311.61 | 6311.09 | 1547.26 | 0 | 0 | 0.85919 | 0 | 6310.23 | 950 | 6014.94 | 5984.8662
3319 | 1989-05-19 06:00 | 122 | 36 | 110 | 17.8 | 2.6 | -9900 | 19.7291 | 78.5669 | 72.5453 | 0 |  | 122 | 10.6514 | 110.883 | 0.046425 | 10.1894 | 103.698 | 0.046425 | 8.9839 | 99.212 | 0 | 106.032 | 105.985 | 26237.8 | 23.4689 | 24807.5 | 24946.1 | 24862.1 | 24862.1 | 24514 | 24506.1 | 1555.2 | 0 | 0 | 12.973 | 0 | 24493.1 | 950 | 23691.6 | 23573.1406
3320 | 1989-05-19 07:00 | 475 | 668 | 119 | 19.4 | 3.1 | -9900 | 32.2255 | 85.8663 | 59.6608 | 0 |  | 475 | 336.829 | 117.768 | 0.18075 | 327.03 | 110.326 | 0.18075 | 310.89 | 105.551 | 0 | 408.112 | 407.863 | 100963 | 40.725 | 100571 | 94551.3 | 93687.4 | 93687.4 | 92375.8 | 92250 | 1525.53 | 0 | 0 | 165.63 | 0 | 92084.4 | 949.999 | 90548.3 | 90095.5938
3321 | 1989-05-19 08:00 | 674 | 749 | 147 | 20.6 | 3.1 | -9900 | 44.8368 | 93.9868 | 46.5957 | 0 |  | 674 | 512.948 | 147.095 | 0.25648 | 501.072 | 137.754 | 0.25648 | 489.609 | 131.792 | 0 | 608.973 | 608.538 | 150643 | 52.4173 | 151051 | 135412 | 134801 | 134801 | 132914 | 132678 | 1552.02 | 0 | 0 | 370.978 | 0 | 132307 | 950 | 130095 | 129444.4609
3322 | 1989-05-19 09:00 | 843 | 807 | 165 | 20.6 | 4.6 | -9900 | 57.2862 | 104.656 | 33.5281 | 0 |  | 843 | 670.856 | 166.295 | 0.32079 | 655.687 | 155.667 | 0.32079 | 649.121 | 148.93 | 0 | 782.091 | 781.288 | 193408 | 58.7545 | 194191 | 169363 | 168577 | 168577 | 166215 | 165852 | 1554.55 | 0 | 0 | 599.805 | 0 | 165252 | 950 | 162364 | 161551.7344
3323 | 1989-05-19 10:00 | 955 | 829 | 182 | 20.6 | 5.2 | -9900 | 68.8831 | 122.837 | 20.8523 | 0 |  | 955 | 773.341 | 184.291 | 0.36341 | 748.454 | 172.461 | 0.36341 | 745.802 | 164.999 | 0 | 892.585 | 891.561 | 220713 | 62.9672 | 221442 | 189224 | 188335 | 188335 | 185697 | 185236 | 1542.9 | 1352.04 | 0 | 736.307 | 0 | 184500 | 950 | 179812 | 178912.9062
3324 | 1989-05-19 11:00 | 996 | 839 | 181 | 20.6 | 5.7 | -9900 | 76.7218 | 164.352 | 10.7761 | 0 |  | 996 | 822.031 | 184.259 | 0.37901 | 804.698 | 172.372 | 0.37901 | 803.952 | 164.914 | 0 | 949.488 | 948.73 | 234860 | 64.6698 | 235522 | 199979 | 199426 | 199426 | 196633 | 196122 | 1554.23 | 5590.92 | 0 | 817.533 | 0 | 195304 | 950 | 186123 | 185192.1875
3325 | 1989-05-19 12:00 | 987 | 843 | 179 | 20.6 | 5.7 | -9900 | 73.7181 | 220.748 | 12.8723 | 0 |  | 987 | 820.244 | 183.145 | 0.37558 | 819.078 | 171.261 | 0.37558 | 818.003 | 163.852 | 0 | 962.218 | 962.122 | 238190 | 65.2919 | 238905 | 202935 | 202420 | 202420 | 199586 | 199087 | 1591.78 | 5205.18 | 0 | 866.106 | 0 | 198221 | 950 | 189358 | 188410.8281
3326 | 1989-05-19 13:00 | 907 | 825 | 172 | 20.6 | 5.7 | -9900 | 63.336 | 247.788 | 24.0846 | 0 |  | 907 | 750.166 | 176.676 | 0.34514 | 750.166 | 165.15 | 0.34514 | 746.551 | 158.005 | 0 | 886.465 | 886.39 | 219440 | 61.774 | 220284 | 190158 | 189888 | 189888 | 187229 | 186791 | 1592.74 | 0 | 0 | 774.759 | 0 | 186016 | 950 | 182655 | 181741.625
3327 | 1989-05-19 14:00 | 764 | 782 | 157 | 20.6 | 5.7 | -9900 | 51.1754 | 261.208 | 36.8897 | 0 |  | 764 | 622.437 | 161.671 | 0.29073 | 621.83 | 151.07 | 0.29073 | 614.002 | 144.535 | 0 | 743.366 | 743.313 | 184023 | 55.1279 | 184794 | 164185 | 163912 | 163912 | 161616 | 161284 | 1585.3 | 0 | 0 | 565.248 | 0 | 160719 | 950 | 157943 | 157153.3281
3328 | 1989-05-19 15:00 | 578 | 715 | 134 | 19.4 | 4.6 | -9900 | 38.606 | 270.297 | 49.9594 | 0 |  | 578 | 457.215 | 138.544 | 0.21995 | 365.041 | 129.385 | 0.21995 | 354.508 | 123.789 | 0 | 468.73 | 468.175 | 115898 | 42.2635 | 115794 | 107044 | 106398 | 106398 | 101936 | 101742 | 1418.57 | 0 | 0 | -446.761 | 0 | 102189 | 942.973 | 100470 | 99967.7891
3329 | 1989-05-19 16:00 | 361 | 594 | 102 | 19.4 | 4.6 | -9900 | 26.0345 | 277.878 | 62.9801 | 0 |  | 361 | 267.733 | 105.316 | 0.13737 | 203.976 | 98.2974 | 0.13737 | 191.132 | 94.0464 | 0 | 279.474 | 279.727 | 69250.3 | 33.0606 | 68375.8 | 65837.6 | 65119.5 | 65119.5 | 62872.5 | 62784.8 | 1301.83 | 0 | 0 | -373.337 | 0 | 63158.1 | 950 | 61893.9 | 61584.4531
3330 | 1989-05-19 17:00 | 149 | 364 | 64 | 18.3 | 5.7 | -9900 | 13.6822 | 285.119 | 75.7819 | 0 |  | 149 | 88.1459 | 65.4113 | 0.056699 | 24.7716 | 60.9997 | 0.056699 | 21.8254 | 58.3621 | 0 | 78.5837 | 78.5947 | 19454.8 | 21.9508 | 18088 | 18226.2 | 18089 | 18089 | 17835.8 | 17825.4 | 1258.28 | 0 | 0 | 3.0261 | 0 | 17822.4 | 950 | 17152.4 | 17066.5898
3331 | 1989-05-19 18:00 | 24 | 34 | 21 | 17.8 | 4.1 | -9900 | 1.7556 | 292.713 | 87.5983 | 0 |  | 24 | 1.4439 | 19.3098 | 0.0091327 | 0.81631 | 17.994 | 0.0091327 | 0.39744 | 17.2161 | 0 | 17.2613 | 17.2563 | 4272.04 | 18.6621 | 3225.9 | 3294.5 | 3268.41 | 3268.41 | 3222.65 | 3222.5 | 1476.81 | 0 | 0 | 0.21059 | 0 | 3222.29 | 950 | 3063.64 | 3048.322
3332 | 1989-05-19 19:00 | 0 | 0 | 0 | 17.2 | 3.1 | -9900
3333 | 1989-05-19 20:00 | 0 | 0 | 0 | 17.2 | 2.6 | -9900
3334 | 1989-05-19 21:00 | 0 | 0 | 0 | 16.7 | 2.6 | -9900
3335 | 1989-05-19 22:00 | 0 | 0 | 0 | 16.7 | 2.6 | -9900
3336 | 1989-05-19 23:00 | 0 | 0 | 0 | 16.1 | 2.6 | -9900
3337 | 1989-05-20 | 0 | 0 | 0 | 16.1 | 2.6 | -9900
3338 | 1989-05-20 01:00 | 0 | 0 | 0 | 15.6 | 2.6 | -9900
3339 | 1989-05-20 02:00 | 0 | 0 | 0 | 15 | 2.6 | -9900
3340 | 1989-05-20 03:00 | 0 | 0 | 0 | 14.4 | 2.6 | -9900
3341 | 1989-05-20 04:00 | 2 | 6 | 2 | 13.9 | 3.1 | -9900 | -3.9717 | 63.0681 | 90 | 0 |  | 2 | 0 | 2.1309 | 0.00076106 | 0 | 1.993 | 0 | 0 | 1.9067 | 0 | 1.8686 | 1.8679 | 462.428 | 13.9977 | 71.1844 | 70.716 | 70.6254 | 70.6254 | 69.6367 | 69.6366 | 1403.18 | 0 | 0 | 9.177e-05 | 0 | 69.6365 | 950 | 66.0419 | 65.7117
3342 | 1989-05-20 05:00 | 36 | 6 | 35 | 13.9 | 3.1 | -9900 | 7.6499 | 71.0457 | 84.9966 | 0 |  | 36 | 0.6545 | 34.5386 | 0.013699 | 0.52116 | 32.3074 | 0.013699 | 0.24183 | 30.9095 | 0 | 30.5284 | 30.5149 | 7554.33 | 15.4955 | 6348.08 | 6569.27 | 6536.26 | 6536.26 | 6444.75 | 6444.21 | 1562.48 | 0 | 0 | 0.9078 | 0 | 6443.3 | 950 | 6142.51 | 6111.7988
3343 | 1989-05-20 06:00 | 100 | 2 | 100 | 15 | 3.1 | -9900 | 19.8185 | 78.3653 | 72.4673 | 0 |  | 100 | 0 | 98.6925 | 0.038053 | 0 | 92.3235 | 0.038053 | 0 | 88.3288 | 0 | 86.5623 | 86.5194 | 21419.1 | 19.5236 | 19990.4 | 20400.7 | 20331.4 | 20331.4 | 20046.7 | 20041.6 | 1575.63 | 0 | 0 | 8.8799 | 0 | 20032.7 | 950 | 19307.6 | 19211.0664
3344 | 1989-05-20 07:00 | 407 | 366 | 212 | 17.2 | 3.1 | -9900 | 32.3083 | 85.6387 | 59.5918 | 0 |  | 407 | 184.456 | 208.908 | 0.15488 | 179.092 | 195.588 | 0.15488 | 170.29 | 187.124 | 0 | 350.265 | 350.157 | 86681.2 | 35.5079 | 86033.8 | 82616.5 | 82091.2 | 82091.2 | 80941.8 | 80851.4 | 1548.65 | 0 | 0 | 135.442 | 0 | 80715.9 | 949.999 | 79278.8 | 78882.3984
3345 | 1989-05-20 08:00 | 583 | 608 | 155 | 19.4 | 3.1 | -9900 | 44.9192 | 93.7152 | 46.5308 | 0 |  | 583 | 416.486 | 155.021 | 0.22185 | 406.936 | 145.173 | 0.22185 | 397.662 | 138.891 | 0 | 525.822 | 525.497 | 130086 | 46.8755 | 130190 | 119462 | 118941 | 118941 | 117276 | 117093 | 1555.91 | 0 | 0 | 290.586 | 0 | 116803 | 950 | 114883 | 114308.1719
3346 | 1989-05-20 09:00 | 862 | 857 | 140 | 20 | 4.6 | -9900 | 57.379 | 104.308 | 33.4591 | 0 |  | 862 | 714.222 | 141.338 | 0.32802 | 698.397 | 132.311 | 0.32802 | 691.436 | 126.585 | 0 | 801.66 | 800.865 | 198252 | 59.1105 | 199047 | 173302 | 172463 | 172463 | 170048 | 169658 | 1540.07 | 0 | 0 | 620.128 | 0 | 169038 | 950 | 166064 | 165233.7656
3347 | 1989-05-20 10:00 | 945 | 879 | 126 | 21.1 | 6.2 | -9900 | 69.0101 | 122.375 | 20.7588 | 0 |  | 945 | 819.168 | 127.101 | 0.3596 | 793.184 | 118.928 | 0.3596 | 790.399 | 113.782 | 0 | 886.097 | 885.045 | 219097 | 61.2868 | 219837 | 189264 | 188256 | 188256 | 185620 | 185153 | 1538.89 | 1120.36 | 0 | 733.724 | 0 | 184419 | 950 | 179966 | 179065.6875
3348 | 1989-05-20 11:00 | 970 | 852 | 142 | 22.2 | 6.2 | -9900 | 76.9205 | 164.073 | 10.5994 | 0 |  | 970 | 834.943 | 143.363 | 0.36911 | 817.337 | 134.106 | 0.36911 | 816.603 | 128.304 | 0 | 926.009 | 925.244 | 229045 | 64.2121 | 229759 | 195499 | 194954 | 194954 | 192223 | 191733 | 1550.1 | 3228.72 | 0 | 777.921 | 0 | 190955 | 950 | 184242 | 183320.7656
3349 | 1989-05-20 12:00 | 1001 | 907 | 131 | 22.2 | 5.2 | -9900 | 73.8944 | 221.147 | 12.7086 | 0 |  | 1001 | 882.96 | 132.995 | 0.38091 | 881.704 | 124.369 | 0.38091 | 880.576 | 118.988 | 0 | 979.573 | 979.507 | 242496 | 68.7464 | 243162 | 203280 | 202715 | 202715 | 199877 | 199367 | 1581.62 | 5331.89 | 0 | 859.558 | 0 | 198507 | 950 | 189510 | 188562.5938
3350 | 1989-05-20 13:00 | 922 | 903 | 116 | 21.1 | 6.7 | -9900 | 63.463 | 248.156 | 23.9771 | 0 |  | 922 | 822.399 | 118.548 | 0.35085 | 822.399 | 110.825 | 0.35085 | 818.474 | 106.031 | 0 | 906.014 | 905.968 | 224290 | 61.3115 | 225112 | 194718 | 194431 | 194431 | 191709 | 191245 | 1587.71 | 435.298 | 0 | 805.083 | 0 | 190440 | 950 | 186539 | 185605.9688
3351 | 1989-05-20 14:00 | 712 | 794 | 95 | 21.1 | 7.2 | -9900 | 51.284 | 261.491 | 36.7985 | 0 |  | 712 | 632.481 | 97.7046 | 0.27094 | 632.018 | 91.311 | 0.27094 | 624.109 | 87.361 | 0 | 697.241 | 697.171 | 172599 | 51.348 | 173276 | 156425 | 156138 | 156138 | 153952 | 153643 | 1574.76 | 0 | 0 | 511.917 | 0 | 153131 | 950 | 150524 | 149770.9219
3352 | 1989-05-20 15:00 | 563 | 664 | 149 | 20 | 7.2 | -9900 | 38.7105 | 270.527 | 49.8698 | 0 |  | 563 | 426.141 | 153.728 | 0.21424 | 341.195 | 143.573 | 0.21424 | 331.405 | 137.363 | 0 | 459.393 | 459.838 | 113837 | 39.9509 | 113695 | 106368 | 105783 | 105783 | 101760 | 101571 | 1416.76 | 0 | 0 | -511.905 | 0 | 102083 | 944.77 | 100363 | 99861.3906
3353 | 1989-05-20 16:00 | 377 | 671 | 84 | 20 | 5.2 | -9900 | 26.1423 | 278.076 | 62.8856 | 0 |  | 377 | 302.693 | 87.0081 | 0.14346 | 229.588 | 81.1968 | 0.14346 | 215.209 | 77.6854 | 0 | 287.037 | 287.492 | 71173.3 | 33.6617 | 70351.1 | 67476.6 | 66952 | 66952 | 63941 | 63847 | 1299.11 | 0 | 0 | -201.353 | 0 | 64048.4 | 945.832 | 62791.8 | 62477.8438
3354 | 1989-05-20 17:00 | 170 | 539 | 44 | 19.4 | 5.2 | -9900 | 13.7982 | 285.295 | 75.6781 | 0 |  | 170 | 130.512 | 45.5671 | 0.06469 | 37.0356 | 42.4569 | 0.06469 | 32.6231 | 40.6214 | 0 | 71.7796 | 71.8313 | 17778.4 | 22.8134 | 16496.2 | 16480.2 | 16307.2 | 16307.2 | 15907.1 | 15894 | 1135.91 | 0 | 0 | -29.515 | 0 | 15923.6 | 947.703 | 15328.5 | 15251.8838
3355 | 1989-05-20 18:00 | 31 | 117 | 19 | 17.8 | 5.2 | -9900 | 1.8836 | 292.876 | 87.5234 | 0 |  | 31 | 5.9551 | 17.1845 | 0.011796 | 3.3511 | 15.9908 | 0.011796 | 1.6734 | 15.2997 | 0 | 16.6337 | 16.6315 | 4117.22 | 18.5903 | 3085.37 | 3150.37 | 3129.3 | 3129.3 | 3085.49 | 3085.3 | 1351.87 | 0 | 0 | 0.1632 | 0 | 3085.13 | 950 | 2932.93 | 2918.2607
3356 | 1989-05-20 19:00 | 0 | 0 | 0 | 17.2 | 3.6 | -9900
3357 | 1989-05-20 20:00 | 0 | 0 | 0 | 17.2 | 2.6 | -9900
3358 | 1989-05-20 21:00 | 0 | 0 | 0 | 17.2 | 2.1 | -9900
3359 | 1989-05-20 22:00 | 0 | 0 | 0 | 16.7 | 2.1 | -9900
3360 | 1989-05-20 23:00 | 0 | 0 | 0 | 16.7 | 2.6 | -9900
3361 | 1989-05-21 | 0 | 0 | 0 | 16.1 | 3.1 | -9900
3362 | 1989-05-21 01:00 | 0 | 0 | 0 | 15.6 | 2.1 | -9900
3363 | 1989-05-21 02:00 | 0 | 0 | 0 | 15.6 | 2.6 | -9900
3364 | 1989-05-21 03:00 | 0 | 0 | 0 | 15.6 | 2.1 | -9900
3365 | 1989-05-21 04:00 | 2 | 5 | 1 | 15 | 1.5 | -9900 | -3.8605 | 62.8958 | 90 | 0 |  | 2 | 0 | 0.60878 | 0.00076106 | 0 | 0.56936 | 0 | 0 | 0.54473 | 0 | 0.53383 | 0.53359 | 132.098 | 15.03 | 5.8395 | 5.8046 | 0.094767 | 0.08677 | 0.085555 | 0.085555 | 221.23 | 0 | 0 | 0 | 0.085555 | 0 | 790 | 0 | 0
3366 | 1989-05-21 05:00 | 60 | 22 | 57 | 15.6 | 0 | -9900 | 7.7458 | 70.8635 | 84.9101 | 0 |  | 60 | 1.9728 | 57.5353 | 0.022832 | 1.5676 | 53.811 | 0.022832 | 0.74086 | 51.4828 | 0 | 51.1792 | 51.1629 | 12665.8 | 18.6803 | 11322.5 | 11591.5 | 11543.9 | 11543.9 | 11382.2 | 11380.5 | 1532.24 | 0 | 0 | 2.7557 | 0 | 11377.7 | 950 | 10890.1 | 10835.6768
3367 | 1989-05-21 06:00 | 95 | 1 | 94 | 17.2 | 3.1 | -9900 | 19.9031 | 78.1676 | 72.3937 | 0 |  | 95 | 0.88758 | 92.8469 | 0.03615 | 0.84774 | 86.8512 | 0.03615 | 0.74859 | 83.0934 | 0 | 82.1652 | 82.1227 | 20330.4 | 21.4938 | 18905.7 | 19153.2 | 19088.2 | 19088.2 | 18821 | 18816.4 | 1565.76 | 0 | 0 | 7.7483 | 0 | 18808.7 | 950 | 18110.2 | 18019.6348
3368 | 1989-05-21 07:00 | 350 | 295 | 193 | 18.9 | 4.1 | -9900 | 32.3863 | 85.4155 | 59.5273 | 0 |  | 350 | 148.477 | 190.288 | 0.13319 | 144.224 | 178.151 | 0.13319 | 137.163 | 170.442 | 0 | 301.453 | 301.27 | 74579.1 | 33.9512 | 73726.3 | 71233.3 | 70792.4 | 70792.4 | 69801.3 | 69732.7 | 1534.92 | 0 | 0 | 100.026 | 0 | 69632.7 | 949.999 | 68276.3 | 67934.9531
3369 | 1989-05-21 08:00 | 648 | 761 | 110 | 19.4 | 5.2 | -9900 | 44.9966 | 93.4488 | 46.4705 | 0 |  | 648 | 523.4 | 110.407 | 0.24658 | 511.517 | 103.389 | 0.24658 | 499.9 | 98.9151 | 0 | 586.839 | 586.419 | 145169 | 47.2668 | 145504 | 133276 | 132661 | 132661 | 130803 | 130569 | 1538.59 | 0 | 0 | 353.067 | 0 | 130216 | 950 | 128044 | 127404.0156
3370 | 1989-05-21 09:00 | 788 | 746 | 159 | 20.6 | 4.1 | -9900 | 57.4662 | 103.967 | 33.3952 | 0 |  | 788 | 622.078 | 160.268 | 0.29986 | 608.578 | 150.026 | 0.29986 | 602.538 | 143.533 | 0 | 731.15 | 730.419 | 180815 | 57.0911 | 181536 | 159514 | 158820 | 158820 | 156596 | 156275 | 1555.64 | 0 | 0 | 534.775 | 0 | 155740 | 950 | 153065 | 152299.6719
3371 | 1989-05-21 10:00 | 934 | 789 | 197 | 22.2 | 5.2 | -9900 | 69.1306 | 121.917 | 20.6716 | 0 |  | 934 | 736.982 | 199.169 | 0.35541 | 713.773 | 186.381 | 0.35541 | 711.289 | 178.316 | 0 | 871.813 | 870.751 | 215559 | 63.5783 | 216317 | 184401 | 183506 | 183506 | 180936 | 180499 | 1544.1 | 0 | 0 | 701.373 | 0 | 179798 | 950 | 176575 | 175692.0156
3372 | 1989-05-21 11:00 | 950 | 756 | 214 | 21.7 | 5.2 | -9900 | 77.1129 | 163.784 | 10.4297 | 0 |  | 950 | 741.998 | 218.471 | 0.3615 | 726.352 | 204.381 | 0.3615 | 725.719 | 195.538 | 0 | 902.832 | 902.173 | 223335 | 64.5714 | 224094 | 190429 | 189892 | 189892 | 187233 | 186778 | 1571.71 | 464.807 | 0 | 752.102 | 0 | 186026 | 950 | 182197 | 181285.6406
3373 | 1989-05-21 12:00 | 929 | 753 | 205 | 21.1 | 6.2 | -9900 | 74.0665 | 221.536 | 12.549 | 0 |  | 929 | 734.603 | 209.149 | 0.35351 | 733.558 | 195.579 | 0.35351 | 732.643 | 187.117 | 0 | 901.365 | 901.252 | 223123 | 62.0227 | 223946 | 193058 | 192540 | 192540 | 189844 | 189384 | 1582.09 | 221.768 | 0 | 775.441 | 0 | 188609 | 950 | 184963 | 184037.9531
3374 | 1989-05-21 13:00 | 846 | 735 | 189 | 21.7 | 6.2 | -9900 | 63.5877 | 248.514 | 23.8716 | 0 |  | 846 | 670.184 | 193.711 | 0.32193 | 670.184 | 181.076 | 0.32193 | 667.014 | 173.242 | 0 | 823.451 | 823.384 | 203844 | 59.087 | 204702 | 178815 | 178544 | 178544 | 176045 | 175658 | 1596.24 | 0 | 0 | 683.093 | 0 | 174975 | 950 | 171874 | 171014.375
3375 | 1989-05-21 14:00 | 728 | 723 | 165 | 21.1 | 6.2 | -9900 | 51.391 | 261.766 | 36.7083 | 0 |  | 728 | 576.939 | 170.396 | 0.27703 | 576.518 | 159.203 | 0.27703 | 569.345 | 152.316 | 0 | 707.228 | 707.168 | 175074 | 53.21 | 175774 | 157447 | 157168 | 157168 | 154966 | 154663 | 1588.54 | 0 | 0 | 523.304 | 0 | 154140 | 950 | 151509 | 150751.5625
3376 | 1989-05-21 15:00 | 561 | 668 | 143 | 20.6 | 6.7 | -9900 | 38.8139 | 270.749 | 49.7809 | 0 |  | 561 | 430.08 | 147.624 | 0.21348 | 345.108 | 137.869 | 0.21348 | 335.26 | 131.906 | 0 | 457.823 | 457.7 | 113309 | 40.9151 | 113160 | 105450 | 104944 | 104944 | 100864 | 100679 | 1424.24 | 0 | 0 | -470.27 | 0 | 101149 | 944.907 | 99444.7 | 98947.4766
3377 | 1989-05-21 16:00 | 356 | 556 | 111 | 20 | 5.2 | -9900 | 26.2491 | 278.267 | 62.7918 | 0 |  | 356 | 252.954 | 114.371 | 0.13547 | 190.943 | 106.757 | 0.13547 | 179.048 | 102.14 | 0 | 275.564 | 275.824 | 68282.3 | 33.1072 | 67385.5 | 64922.8 | 64537.8 | 64537.8 | 62604.5 | 62519.2 | 1303.42 | 0 | 0 | -549.502 | 0 | 63068.7 | 950 | 61798.7 | 61489.6602
3378 | 1989-05-21 17:00 | 161 | 337 | 81 | 18.3 | 5.7 | -9900 | 13.913 | 285.466 | 75.5752 | 0 |  | 161 | 82.7728 | 82.5135 | 0.061265 | 23.7797 | 76.9638 | 0.061265 | 20.9372 | 73.6358 | 0 | 92.6816 | 92.6964 | 22945.7 | 22.6059 | 21551.4 | 21680.4 | 21547 | 21547 | 21245.2 | 21233.8 | 1327.66 | 0 | 0 | 6.3985 | 0 | 21227.4 | 950 | 20477.9 | 20375.543
3379 | 1989-05-21 18:00 | 28 | 79 | 19 | 17.8 | 3.6 | -9900 | 2.01 | 293.033 | 87.4492 | 0 |  | 28 | 4.6001 | 17.2059 | 0.010655 | 2.5816 | 16.0076 | 0.010655 | 1.3194 | 15.3158 | 0 | 16.3025 | 16.3006 | 4035.32 | 18.6331 | 3007.68 | 3070.65 | 3049.65 | 3049.65 | 3006.95 | 3006.8 | 1448.06 | 0 | 0 | 0.17286 | 0 | 3006.62 | 950 | 2858.09 | 2843.8044
3380 | 1989-05-21 19:00 | 0 | 0 | 0 | 16.7 | 3.1 | -9900
3381 | 1989-05-21 20:00 | 0 | 0 | 0 | 16.7 | 2.1 | -9900
3382 | 1989-05-21 21:00 | 0 | 0 | 0 | 16.7 | 2.1 | -9900
3383 | 1989-05-21 22:00 | 0 | 0 | 0 | 16.7 | 1.5 | -9900
3384 | 1989-05-21 23:00 | 0 | 0 | 0 | 16.1 | 2.1 | -9900
3385 | 1989-05-22 | 0 | 0 | 0 | 16.1 | 2.1 | -9900
3386 | 1989-05-22 01:00 | 0 | 0 | 0 | 15.6 | 2.6 | -9900
3387 | 1989-05-22 02:00 | 0 | 0 | 0 | 15.6 | 2.1 | -9900
3388 | 1989-05-22 03:00 | 0 | 0 | 0 | 15 | 1.5 | -9900
3389 | 1989-05-22 04:00 | 0 | 0 | 0 | 15 | 2.1 | -9900
3390 | 1989-05-22 05:00 | 53 | 41 | 47 | 15.6 | 2.1 | -9900 | 7.8367 | 70.685 | 84.8282 | 0 |  | 53 | 3.9628 | 44.808 | 0.020168 | 3.1367 | 41.9778 | 0.020168 | 1.5083 | 40.161 | 0 | 40.8359 | 40.8303 | 10107.8 | 17.8342 | 8823.11 | 9058.33 | 9014.14 | 9014.14 | 8887.95 | 8886.81 | 1527.41 | 0 | 0 | 1.6915 | 0 | 8885.12 | 950 | 8488.06 | 8445.6201
3391 | 1989-05-22 06:00 | 127 | 21 | 120 | 16.7 | 2.6 | -9900 | 19.983 | 77.9742 | 72.3246 | 0 |  | 127 | 6.2127 | 118.133 | 0.048327 | 5.923 | 110.523 | 0.048327 | 5.2336 | 105.741 | 0 | 108.755 | 108.697 | 26909.3 | 22.514 | 25480.7 | 25714.3 | 25632.4 | 25632.4 | 25273.6 | 25265.2 | 1555.57 | 0 | 0 | 13.8809 | 0 | 25251.3 | 950 | 24439.8 | 24317.5957
3392 | 1989-05-22 07:00 | 389 | 292 | 232 | 17.8 | 3.1 | -9900 | 32.4595 | 85.1971 | 59.4673 | 0 |  | 389 | 148.443 | 228.431 | 0.14803 | 144.192 | 213.868 | 0.14803 | 137.158 | 204.613 | 0 | 334.935 | 334.715 | 82858.8 | 35.3005 | 82144.7 | 78960.6 | 78514.2 | 78514.2 | 77415 | 77334.6 | 1560.99 | 0 | 0 | 126.097 | 0 | 77208.5 | 949.999 | 75791.2 | 75412.2344
3393 | 1989-05-22 08:00 | 651 | 587 | 235 | 20 | 2.1 | -9900 | 45.069 | 93.1878 | 46.4149 | 0 |  | 651 | 404.615 | 233.903 | 0.24773 | 395.519 | 218.989 | 0.24773 | 386.566 | 209.512 | 0 | 584.156 | 583.864 | 144538 | 51.9483 | 144860 | 130177 | 129633 | 129633 | 127818 | 127603 | 1561.96 | 0 | 0 | 348.333 | 0 | 127254 | 950 | 125138 | 124512.375
3394 | 1989-05-22 09:00 | 725 | 468 | 331 | 20 | 3.6 | -9900 | 57.5479 | 103.631 | 33.3363 | 0 |  | 725 | 389.575 | 331.281 | 0.27588 | 380.82 | 310.076 | 0.27588 | 377.055 | 296.658 | 0 | 660.239 | 659.522 | 163266 | 53.7074 | 163829 | 146193 | 145597 | 145597 | 143557 | 143289 | 1565.58 | 0 | 0 | 447.879 | 0 | 142841 | 950 | 140425 | 139723.2188
3395 | 1989-05-22 10:00 | 890 | 715 | 222 | 21.1 | 4.6 | -9900 | 69.2445 | 121.462 | 20.5905 | 0 |  | 890 | 667.833 | 224.987 | 0.33867 | 646.801 | 210.556 | 0.33867 | 644.568 | 201.445 | 0 | 829.093 | 828.403 | 205076 | 61.5554 | 205860 | 177142 | 176325 | 176325 | 173856 | 173454 | 1545.8 | 0 | 0 | 650.682 | 0 | 172804 | 950 | 169744 | 168895.1875
3396 | 1989-05-22 11:00 | 906 | 661 | 261 | 20.6 | 6.2 | -9900 | 77.2988 | 163.483 | 10.267 | 0 |  | 906 | 650.109 | 265.612 | 0.34476 | 636.399 | 248.478 | 0.34476 | 635.861 | 237.727 | 0 | 856.116 | 855.407 | 211759 | 59.441 | 212565 | 184936 | 184453 | 184453 | 181869 | 181442 | 1567.49 | 0 | 0 | 705.606 | 0 | 180737 | 950 | 177496 | 176608.4688
3397 | 1989-05-22 12:00 | 906 | 669 | 263 | 20.6 | 5.2 | -9900 | 74.2345 | 221.914 | 12.3935 | 0 |  | 906 | 652.26 | 268.869 | 0.34476 | 651.332 | 251.42 | 0.34476 | 650.539 | 240.543 | 0 | 873.26 | 873.124 | 216159 | 62.0911 | 217005 | 187025 | 186538 | 186538 | 183926 | 183504 | 1591.64 | 0 | 0 | 738.414 | 0 | 182765 | 950 | 179481 | 178583.6094
3398 | 1989-05-22 13:00 | 716 | 434 | 327 | 21.1 | 5.7 | -9900 | 63.71 | 248.862 | 23.768 | 0 |  | 716 | 396.7 | 333.486 | 0.27246 | 396.7 | 311.743 | 0.27246 | 394.841 | 298.256 | 0 | 679.235 | 679.138 | 168132 | 52.6469 | 168766 | 151534 | 151262 | 151262 | 149144 | 148866 | 1586.78 | 0 | 0 | 489.345 | 0 | 148377 | 950 | 145870 | 145140.9062
3399 | 1989-05-22 14:00 | 758 | 703 | 210 | 21.1 | 8.2 | -9900 | 51.4966 | 262.033 | 36.6191 | 0 |  | 758 | 561.392 | 215.885 | 0.28844 | 561.118 | 201.719 | 0.28844 | 554.178 | 192.993 | 0 | 732.227 | 732.1 | 181246 | 51.4506 | 181999 | 164244 | 163954 | 163954 | 161658 | 161327 | 1585.09 | 0 | 0 | 569.978 | 0 | 160757 | 950 | 157980 | 157189.9531
3400 | 1989-05-22 15:00 | 576 | 618 | 189 | 19.4 | 5.2 | -9900 | 38.9161 | 270.965 | 49.6928 | 0 |  | 576 | 398.025 | 193.945 | 0.21918 | 319.989 | 181.159 | 0.21918 | 310.907 | 173.323 | 0 | 474.546 | 474.693 | 117515 | 41.9575 | 117419 | 109044 | 108612 | 108612 | 105267 | 105074 | 1419.64 | 0 | 0 | -563.721 | 0 | 105637 | 949.804 | 103838 | 103318.6875
3401 | 1989-05-22 16:00 | 348 | 533 | 113 | 18.9 | 5.2 | -9900 | 26.3547 | 278.451 | 62.6986 | 0 |  | 348 | 242.49 | 116.369 | 0.13242 | 182.696 | 108.624 | 0.13242 | 171.378 | 103.926 | 0 | 269.798 | 269.876 | 66809.3 | 31.7246 | 65886 | 63834.8 | 63381.6 | 63381.6 | 61765.1 | 61682.1 | 1300.95 | 0 | 0 | -446.753 | 0 | 62128.8 | 950 | 60867.9 | 60563.582
3402 | 1989-05-22 17:00 | 149 | 341 | 67 | 18.3 | 4.6 | -9900 | 14.0265 | 285.631 | 75.4731 | 0 |  | 149 | 84.752 | 68.3932 | 0.056699 | 24.6488 | 63.7845 | 0.056699 | 21.694 | 61.0265 | 0 | 81.0661 | 81.1257 | 20081.8 | 22.2618 | 18706.7 | 18832.6 | 18690 | 18690 | 18428.4 | 18418.3 | 1283.43 | 0 | 0 | 4.1015 | 0 | 18414.2 | 950 | 17728.8 | 17640.1992
3403 | 1989-05-22 18:00 | 25 | 47 | 20 | 17.2 | 4.6 | -9900 | 2.1349 | 293.184 | 87.3679 | 0 |  | 25 | 2.6369 | 18.4506 | 0.0095133 | 1.4709 | 17.183 | 0.0095133 | 0.76819 | 16.4403 | 0 | 16.8643 | 16.8576 | 4173.29 | 18.0232 | 3134.34 | 3207.2 | 3183.8 | 3183.8 | 3139.22 | 3139.05 | 1394.7 | 0 | 0 | 0.17915 | 0 | 3138.87 | 950 | 2984.11 | 2969.1902
3404 | 1989-05-22 19:00 | 0 | 0 | 0 | 16.7 | 3.1 | -9900
3405 | 1989-05-22 20:00 | 0 | 0 | 0 | 16.7 | 2.1 | -9900
3406 | 1989-05-22 21:00 | 0 | 0 | 0 | 16.1 | 2.6 | -9900
3407 | 1989-05-22 22:00 | 0 | 0 | 0 | 15.6 | 2.6 | -9900
3408 | 1989-05-22 23:00 | 0 | 0 | 0 | 15.6 | 2.1 | -9900
3409 | 1989-05-23 | 0 | 0 | 0 | 15 | 2.1 | -9900
3410 | 1989-05-23 01:00 | 0 | 0 | 0 | 15 | 2.1 | -9900
3411 | 1989-05-23 02:00 | 0 | 0 | 0 | 15 | 2.6 | -9900
3412 | 1989-05-23 03:00 | 0 | 0 | 0 | 14.4 | 2.1 | -9900
3413 | 1989-05-23 04:00 | 1 | 0 | 1 | 14.4 | 2.1 | -9900 | -3.6533 | 62.5617 | 90 | 0 |  | 1 | 0 | 1.082 | 0.00038053 | 0 | 1.0119 | 0 | 0 | 0.96814 | 0 | 0.94878 | 0.94829 | 234.764 | 14.4519 | 18.4057 | 18.2895 | 17.1029 | 17.1029 | 16.8635 | 16.8635 | 1361.83 | 0 | 0 | 4.9536e-06 | 0 | 16.8635 | 950 | 15.9923 | 15.9123
3414 | 1989-05-23 05:00 | 55 | 71 | 45 | 16.1 | 2.6 | -9900 | 7.9229 | 70.5104 | 84.7509 | 0 |  | 55 | 6.6307 | 43.0086 | 0.020929 | 5.2467 | 40.288 | 0.020929 | 2.5657 | 38.5443 | 0 | 40.2878 | 40.2802 | 9971.57 | 18.2545 | 8691.55 | 8908.91 | 8860.71 | 8860.71 | 8736.66 | 8735.49 | 1501.85 | 0 | 0 | 1.5763 | 0 | 8733.91 | 950 | 8342.9 | 8301.1826
3415 | 1989-05-23 06:00 | 208 | 228 | 130 | 17.2 | 3.1 | -9900 | 20.0582 | 77.785 | 72.26 | 0 |  | 208 | 69.2231 | 126.56 | 0.07915 | 66.0261 | 118.526 | 0.07915 | 58.3798 | 113.396 | 0 | 168.341 | 168.253 | 41652.4 | 25.9971 | 40331.6 | 40157.2 | 39996.4 | 39996.4 | 39436.5 | 39414 | 1529.36 | 0 | 0 | 31.5236 | 0 | 39382.5 | 950 | 38464.2 | 38271.8672
3416 | 1989-05-23 07:00 | 444 | 528 | 159 | 18.9 | 4.1 | -9900 | 32.528 | 84.9834 | 59.4117 | 0 |  | 444 | 269.405 | 156.873 | 0.16895 | 261.692 | 146.914 | 0.16895 | 248.969 | 140.556 | 0 | 381.734 | 381.526 | 94445.5 | 37.9607 | 93935.6 | 89330.5 | 88612 | 88612 | 87371.5 | 87260.8 | 1530.47 | 0 | 0 | 151.039 | 0 | 87109.7 | 949.999 | 85627.6 | 85199.4609
3417 | 1989-05-23 08:00 | 593 | 479 | 254 | 20 | 4.6 | -9900 | 45.1364 | 92.9323 | 46.3639 | 0 |  | 593 | 329.645 | 252.63 | 0.22565 | 322.309 | 236.518 | 0.22565 | 315.034 | 226.282 | 0 | 530.49 | 530.226 | 131259 | 45.8938 | 131379 | 121101 | 120602 | 120602 | 118914 | 118726 | 1561.42 | 0 | 0 | 302.922 | 0 | 118423 | 950 | 116473 | 115890.2344
3418 | 1989-05-23 09:00 | 739 | 530 | 292 | 20.6 | 6.2 | -9900 | 57.6241 | 103.302 | 33.2825 | 0 |  | 739 | 441.88 | 292.581 | 0.28121 | 432.042 | 273.858 | 0.28121 | 427.785 | 262.007 | 0 | 675.996 | 675.469 | 167212 | 51.2707 | 167816 | 151291 | 150614 | 150614 | 148505 | 148212 | 1553.39 | 0 | 0 | 476.378 | 0 | 147736 | 950 | 145221 | 144494.4375
3419 | 1989-05-23 10:00 | 887 | 551 | 371 | 22.2 | 7.2 | -9900 | 69.352 | 121.012 | 20.5155 | 0 |  | 887 | 515.758 | 373.503 | 0.33753 | 499.633 | 349.505 | 0.33753 | 497.921 | 334.381 | 0 | 815.657 | 815.204 | 201810 | 57.5691 | 202600 | 177671 | 176974 | 176974 | 174496 | 174094 | 1552.14 | 0 | 0 | 654.27 | 0 | 173439 | 950 | 170365 | 169512.9062
3420 | 1989-05-23 11:00 | 988 | 774 | 232 | 21.7 | 7.7 | -9900 | 77.4782 | 163.172 | 10.1114 | 0 |  | 988 | 761.818 | 236.491 | 0.37596 | 745.752 | 221.237 | 0.37596 | 745.14 | 211.665 | 0 | 937.669 | 936.842 | 231918 | 61.4323 | 232614 | 200533 | 199975 | 199975 | 197173 | 196666 | 1564.58 | 5957.61 | 0 | 823.656 | 0 | 195842 | 950 | 186281 | 185349.1562
3421 | 1989-05-23 12:00 | 946 | 716 | 257 | 22.2 | 8.2 | -9900 | 74.3984 | 222.281 | 12.2421 | 0 |  | 946 | 698.758 | 262.801 | 0.35998 | 697.765 | 245.746 | 0.35998 | 696.936 | 235.114 | 0 | 913.409 | 913.263 | 226096 | 60.0611 | 226904 | 197317 | 196803 | 196803 | 194048 | 193577 | 1586.92 | 2287.56 | 0 | 819.399 | 0 | 192758 | 950 | 186946 | 186010.8594
3422 | 1989-05-23 13:00 | 639 | 363 | 313 | 21.7 | 7.7 | -9900 | 63.8299 | 249.199 | 23.6664 | 0 |  | 639 | 332.367 | 319.345 | 0.24316 | 332.367 | 298.522 | 0.24316 | 330.823 | 285.608 | 0 | 604.102 | 603.999 | 149529 | 47.3161 | 149931 | 137613 | 137339 | 137339 | 135416 | 135185 | 1587.08 | 0 | 0 | 401.446 | 0 | 134784 | 950 | 132545 | 131882.2344
3423 | 1989-05-23 14:00 | 743 | 667 | 221 | 22.2 | 6.7 | -9900 | 51.6006 | 262.29 | 36.531 | 0 |  | 743 | 534.593 | 226.917 | 0.28273 | 534.463 | 212.031 | 0.28273 | 527.89 | 202.859 | 0 | 716.135 | 715.998 | 177258 | 53.9797 | 177979 | 158916 | 158625 | 158625 | 156404 | 156092 | 1578.27 | 0 | 0 | 532.797 | 0 | 155559 | 950 | 152898 | 152133.7344
3424 | 1989-05-23 15:00 | 568 | 663 | 152 | 21.1 | 7.2 | -9900 | 39.0171 | 271.173 | 49.6054 | 0 |  | 568 | 427.686 | 156.684 | 0.21614 | 344.695 | 146.335 | 0.21614 | 334.966 | 140.006 | 0 | 465.472 | 465.219 | 115170 | 41.2844 | 115047 | 107094 | 106507 | 106507 | 102521 | 102336 | 1434.12 | 0 | 0 | -498.36 | 0 | 102835 | 945.678 | 101096 | 100590.6875
3425 | 1989-05-23 16:00 | 343 | 530 | 108 | 20 | 7.2 | -9900 | 26.4592 | 278.629 | 62.6062 | 0 |  | 343 | 242.355 | 111.304 | 0.13052 | 181.298 | 103.892 | 0.13052 | 170.121 | 99.3989 | 0 | 264.129 | 264.332 | 65435.5 | 31.4685 | 64494.7 | 62572.2 | 61976.1 | 61976.1 | 60324.1 | 60244.6 | 1306.14 | 0 | 0 | -501.359 | 0 | 60745.9 | 950 | 59503.2 | 59205.7148
3426 | 1989-05-23 17:00 | 146 | 331 | 66 | 19.4 | 6.2 | -9900 | 14.1386 | 285.79 | 75.372 | 0 |  | 146 | 82.601 | 67.3683 | 0.055557 | 24.3282 | 62.8286 | 0.055557 | 21.4064 | 60.1119 | 0 | 79.8879 | 79.9917 | 19800.6 | 23.0321 | 18426 | 18500.4 | 18361.7 | 18361.7 | 18104.6 | 18095.2 | 1288.76 | 0 | 0 | 4.1684 | 0 | 18091 | 950 | 17413.4 | 17326.3203
3427 | 1989-05-23 18:00 | 25 | 9 | 24 | 18.3 | 5.2 | -9900 | 2.258 | 293.329 | 87.2876 | 0 |  | 25 | 0.54344 | 24.1989 | 0.0095133 | 0.30128 | 22.628 | 0.0095133 | 0.16054 | 21.6491 | 0 | 21.3734 | 21.3645 | 5289.03 | 19.3152 | 4183.57 | 4267.18 | 4238.21 | 4238.21 | 4178.88 | 4178.65 | 1533.63 | 0 | 0 | 0.3711 | 0 | 4178.27 | 950 | 3975.83 | 3955.9495
3428 | 1989-05-23 19:00 | 0 | 0 | 0 | 17.8 | 4.1 | -9900
3429 | 1989-05-23 20:00 | 0 | 0 | 0 | 17.2 | 2.6 | -9900
3430 | 1989-05-23 21:00 | 0 | 0 | 0 | 16.7 | 2.1 | -9900
3431 | 1989-05-23 22:00 | 0 | 0 | 0 | 16.7 | 3.1 | -9900
3432 | 1989-05-23 23:00 | 0 | 0 | 0 | 16.1 | 3.1 | -9900
3433 | 1989-05-24 | 0 | 0 | 0 | 15.6 | 0 | -9900
3434 | 1989-05-24 01:00 | 0 | 0 | 0 | 14.4 | 1.5 | -9900
3435 | 1989-05-24 02:00 | 0 | 0 | 0 | 15 | 2.1 | -9900
3436 | 1989-05-24 03:00 | 0 | 0 | 0 | 15 | 2.1 | -9900
3437 | 1989-05-24 04:00 | 4 | 4 | 3 | 14.4 | 2.6 | -9900 | -3.5573 | 62.3999 | 90 | 0 |  | 4 | 0 | 2.7061 | 0.0015221 | 0 | 2.5308 | 0 | 0 | 2.4213 | 0 | 2.3729 | 2.3718 | 587.185 | 14.5269 | 114.503 | 113.785 | 113.734 | 113.734 | 112.142 | 112.141 | 1421.55 | 0 | 0 | 0.00023818 | 0 | 112.141 | 950 | 106.356 | 105.8245
3438 | 1989-05-24 05:00 | 78 | 282 | 38 | 15.6 | 2.1 | -9900 | 8.0041 | 70.3397 | 84.6782 | 0 |  | 78 | 26.6177 | 34.8141 | 0.029681 | 21.0796 | 32.6867 | 0.029681 | 10.4656 | 31.2713 | 0 | 40.9022 | 40.89 | 10121.3 | 17.8374 | 8856.96 | 9081.7 | 8975.55 | 8975.55 | 8849.89 | 8848.07 | 1350.78 | 0 | 0 | 1.3109 | 0 | 8846.76 | 950 | 8457.68 | 8415.3887
3439 | 1989-05-24 06:00 | 271 | 589 | 69 | 16.7 | 2.6 | -9900 | 20.1286 | 77.6001 | 72.1999 | 0 |  | 271 | 179.256 | 66.8745 | 0.10312 | 170.984 | 62.6897 | 0.10312 | 151.277 | 59.9761 | 0 | 207.028 | 206.783 | 51189.6 | 27.7604 | 49994.1 | 49394.2 | 49100.4 | 49100.4 | 48412.9 | 48371.2 | 1470.62 | 0 | 0 | 38.6459 | 0 | 48332.6 | 950 | 47256.6 | 47020.3398
3440 | 1989-05-24 07:00 | 496 | 742 | 96 | 18.3 | 3.6 | -9900 | 32.5917 | 84.7747 | 59.3605 | 0 |  | 496 | 378.026 | 95.3879 | 0.18874 | 367.288 | 89.3489 | 0.18874 | 349.485 | 85.4819 | 0 | 426.268 | 425.876 | 105422 | 40.066 | 105109 | 99078 | 98139.5 | 98139.5 | 96765.1 | 96621.7 | 1513.85 | 0 | 0 | 176.115 | 0 | 96445.6 | 949.999 | 94859.8 | 94385.5391
3441 | 1989-05-24 08:00 | 694 | 813 | 117 | 18.9 | 3.6 | -9900 | 45.1989 | 92.6825 | 46.3173 | 0 |  | 694 | 560.949 | 117.33 | 0.26409 | 548.464 | 109.868 | 0.26409 | 536.119 | 105.114 | 0 | 628.408 | 627.967 | 155453 | 50.9946 | 155925 | 140612 | 139908 | 139908 | 137949 | 137689 | 1542.08 | 0 | 0 | 393.237 | 0 | 137296 | 950 | 134986 | 134310.875
3442 | 1989-05-24 09:00 | 857 | 859 | 131 | 20 | 3.6 | -9900 | 57.695 | 102.979 | 33.2335 | 0 |  | 857 | 717.527 | 131.681 | 0.32611 | 701.371 | 123.242 | 0.32611 | 694.484 | 117.909 | 0 | 796.145 | 795.251 | 196861 | 60.6443 | 197655 | 170903 | 169964 | 169964 | 167585 | 167200 | 1527.14 | 0 | 0 | 589.808 | 0 | 166610 | 950 | 163693 | 162874.3906
3443 | 1989-05-24 10:00 | 967 | 884 | 140 | 20 | 4.6 | -9900 | 69.453 | 120.567 | 20.4465 | 0 |  | 967 | 826.435 | 140.944 | 0.36797 | 800.596 | 131.88 | 0.36797 | 797.872 | 126.173 | 0 | 905.564 | 904.697 | 223963 | 64.1812 | 224674 | 190852 | 189923 | 189923 | 187264 | 186801 | 1553.95 | 1923.98 | 0 | 760.039 | 0 | 186041 | 950 | 180745 | 179840.875
3444 | 1989-05-24 11:00 | 1017 | 895 | 144 | 21.1 | 6.2 | -9900 | 77.651 | 162.85 | 9.9628 | 0 |  | 1017 | 879.529 | 145.245 | 0.387 | 860.979 | 135.866 | 0.387 | 860.292 | 129.987 | 0 | 970.474 | 969.597 | 240027 | 65.126 | 240633 | 203863 | 203299 | 203299 | 200452 | 199926 | 1564.4 | 7716.03 | 0 | 847.698 | 0 | 199078 | 950 | 187679 | 186741.0938
3445 | 1989-05-24 12:00 | 1000 | 891 | 143 | 21.1 | 6.2 | -9900 | 74.5581 | 222.637 | 12.0947 | 0 |  | 1000 | 868.94 | 144.905 | 0.38053 | 867.704 | 135.506 | 0.38053 | 866.697 | 129.643 | 0 | 976.413 | 976.347 | 241715 | 65.4325 | 242391 | 205744 | 205196 | 205196 | 202323 | 201810 | 1588.45 | 7401.3 | 0 | 888.659 | 0 | 200921 | 950 | 189795 | 188845.9375
3446 | 1989-05-24 13:00 | 923 | 877 | 137 | 20.6 | 6.2 | -9900 | 63.9475 | 249.526 | 23.5666 | 0 |  | 923 | 801.148 | 139.612 | 0.35123 | 801.148 | 130.517 | 0.35123 | 797.461 | 124.87 | 0 | 903.885 | 903.872 | 223769 | 61.6417 | 224593 | 193984 | 193693 | 193693 | 190981 | 190526 | 1600.37 | 351.135 | 0 | 807.003 | 0 | 189719 | 950 | 185920 | 184990
3447 | 1989-05-24 14:00 | 785 | 842 | 125 | 20.6 | 5.2 | -9900 | 51.7031 | 262.539 | 36.4439 | 0 |  | 785 | 675.723 | 129.148 | 0.29872 | 675.723 | 120.67 | 0.29872 | 667.461 | 115.45 | 0 | 767.253 | 767.201 | 189935 | 57.0575 | 190742 | 168071 | 167803 | 167803 | 165453 | 165103 | 1580.46 | 0 | 0 | 595.603 | 0 | 164507 | 950 | 161647 | 160838.8594
3448 | 1989-05-24 15:00 | 600 | 783 | 108 | 20 | 6.2 | -9900 | 39.1169 | 271.374 | 49.5188 | 0 |  | 600 | 505.632 | 111.728 | 0.22832 | 408.281 | 104.35 | 0.22832 | 396.818 | 99.837 | 0 | 486.722 | 487.038 | 120573 | 42.1147 | 120556 | 111458 | 110683 | 110683 | 105202 | 104997 | 1425.77 | 0 | 0 | -372.356 | 0 | 105369 | 941.055 | 103594 | 103075.7266
3449 | 1989-05-24 16:00 | 387 | 683 | 83 | 19.4 | 6.2 | -9900 | 26.5625 | 278.801 | 62.5146 | 0 |  | 387 | 313.347 | 85.9141 | 0.14727 | 233.9 | 80.1758 | 0.14727 | 219.561 | 76.7085 | 0 | 290.344 | 290.6 | 71935.8 | 32.5952 | 71132 | 68497.9 | 67728.2 | 67728.2 | 64816.6 | 64721.7 | 1305.03 | 0 | 0 | -178.903 | 0 | 64900.6 | 945.677 | 63637.8 | 63319.6406
3450 | 1989-05-24 17:00 | 170 | 475 | 54 | 18.3 | 5.2 | -9900 | 14.2493 | 285.942 | 75.2718 | 0 |  | 170 | 119.655 | 55.671 | 0.06469 | 35.6008 | 51.8896 | 0.06469 | 31.3206 | 49.6462 | 0 | 79.3474 | 79.4018 | 19653.4 | 22.0732 | 18327.1 | 18398.2 | 18215.9 | 18215.9 | 17939.9 | 17925.7 | 1175.65 | 0 | 0 | -5.9583 | 0 | 17931.7 | 948.373 | 17278.4 | 17192.0078
3451 | 1989-05-24 18:00 | 31 | 86 | 22 | 17.2 | 3.6 | -9900 | 2.3793 | 293.468 | 87.2082 | 0 |  | 31 | 5.0339 | 20.1611 | 0.011796 | 2.7707 | 18.756 | 0.011796 | 1.5045 | 17.9455 | 0 | 19.0611 | 19.0552 | 4717.32 | 18.1739 | 3647.22 | 3732.16 | 3704.34 | 3704.34 | 3652.48 | 3652.23 | 1414.79 | 0 | 0 | 0.23975 | 0 | 3651.99 | 950 | 3473.36 | 3455.9939
3452 | 1989-05-24 19:00 | 0 | 0 | 0 | 16.7 | 2.6 | -9900
3453 | 1989-05-24 20:00 | 0 | 0 | 0 | 16.7 | 2.6 | -9900
3454 | 1989-05-24 21:00 | 0 | 0 | 0 | 16.7 | 3.1 | -9900
3455 | 1989-05-24 22:00 | 0 | 0 | 0 | 16.1 | 2.6 | -9900
3456 | 1989-05-24 23:00 | 0 | 0 | 0 | 16.1 | 2.1 | -9900
3457 | 1989-05-25 | 0 | 0 | 0 | 16.1 | 3.1 | -9900
3458 | 1989-05-25 01:00 | 0 | 0 | 0 | 15.6 | 2.6 | -9900
3459 | 1989-05-25 02:00 | 0 | 0 | 0 | 14.4 | 3.6 | -9900
3460 | 1989-05-25 03:00 | 0 | 0 | 0 | 14.4 | 4.1 | -9900
3461 | 1989-05-25 04:00 | 2 | 0 | 2 | 14.4 | 4.1 | -9900 | -3.4664 | 62.2419 | 90 | 0 |  | 2 | 0 | 2.1298 | 0.00076106 | 0 | 1.9918 | 0 | 0 | 1.9057 | 0 | 1.8676 | 1.867 | 462.19 | 14.4933 | 71.1293 | 70.6814 | 70.5859 | 70.5859 | 69.5977 | 69.5976 | 1397.1 | 0 | 0 | 9.0213e-05 | 0 | 69.5975 | 950 | 66.0049 | 65.6749
3462 | 1989-05-25 05:00 | 36 | 8 | 35 | 15.6 | 4.1 | -9900 | 8.0805 | 70.173 | 84.6102 | 0 |  | 36 | 0.6676 | 34.5973 | 0.013699 | 0.52757 | 32.3601 | 0.013699 | 0.26558 | 30.96 | 0 | 30.6011 | 30.5847 | 7571.57 | 17.128 | 6364.64 | 6548.47 | 6515.72 | 6515.72 | 6424.5 | 6423.95 | 1544.51 | 0 | 0 | 0.88824 | 0 | 6423.06 | 950 | 6123.11 | 6092.4912
3463 | 1989-05-25 06:00 | 119 | 28 | 110 | 16.1 | 4.1 | -9900 | 20.1943 | 77.4197 | 72.1442 | 0 |  | 119 | 7.9859 | 110.88 | 0.045283 | 7.6193 | 103.695 | 0.045283 | 6.7449 | 99.2084 | 0 | 103.834 | 103.785 | 25693.1 | 21.285 | 24261.7 | 24596.7 | 24514.9 | 24514.9 | 24171.7 | 24164 | 1559.25 | 0 | 0 | 12.6747 | 0 | 24151.3 | 950 | 23354 | 23237.2402
3464 | 1989-05-25 07:00 | 394 | 247 | 261 | 17.8 | 3.1 | -9900 | 32.6507 | 84.5711 | 59.3136 | 0 |  | 394 | 125.665 | 256.671 | 0.14993 | 122.096 | 240.269 | 0.14993 | 116.195 | 229.872 | 0 | 339.145 | 338.989 | 83919.1 | 35.524 | 83222.6 | 79930.6 | 79534.7 | 79534.7 | 78421 | 78336.2 | 1543.66 | 0 | 0 | 127.001 | 0 | 78209.2 | 949.999 | 76784.6 | 76400.6406
3465 | 1989-05-25 08:00 | 627 | 576 | 219 | 18.3 | 3.6 | -9900 | 45.2566 | 92.4387 | 46.2751 | 0 |  | 627 | 396.561 | 218.013 | 0.23859 | 387.913 | 204.113 | 0.23859 | 379.203 | 195.28 | 0 | 562.993 | 562.618 | 139279 | 47.0547 | 139524 | 127975 | 127379 | 127379 | 125595 | 125388 | 1557.02 | 0 | 0 | 334.575 | 0 | 125053 | 949.999 | 122979 | 122364.5234
3466 | 1989-05-25 09:00 | 827 | 704 | 232 | 18.9 | 4.6 | -9900 | 57.7604 | 102.663 | 33.1894 | 0 |  | 827 | 587.93 | 233.099 | 0.3147 | 574.947 | 218.205 | 0.3147 | 569.318 | 208.762 | 0 | 762.518 | 761.709 | 188560 | 56.0984 | 189324 | 167101 | 166219 | 166219 | 163892 | 163534 | 1547.56 | 0 | 0 | 571.27 | 0 | 162963 | 950 | 160128 | 159326.9219
3467 | 1989-05-25 10:00 | 939 | 737 | 249 | 18.9 | 5.2 | -9900 | 69.5477 | 120.127 | 20.3833 | 0 |  | 939 | 689.385 | 251.833 | 0.35732 | 668.149 | 235.672 | 0.35732 | 665.89 | 225.475 | 0 | 873.537 | 872.792 | 216065 | 60.3753 | 216828 | 187572 | 186718 | 186718 | 184104 | 183662 | 1565.05 | 461.562 | 0 | 744.64 | 0 | 182917 | 950 | 179158 | 178262.6562
3468 | 1989-05-25 11:00 | 980 | 743 | 255 | 20.6 | 5.2 | -9900 | 77.8171 | 162.519 | 9.8214 | 0 |  | 980 | 730.268 | 259.473 | 0.37292 | 714.866 | 242.734 | 0.37292 | 714.311 | 232.231 | 0 | 927.611 | 926.938 | 229468 | 64.6483 | 230181 | 195540 | 195016 | 195016 | 192283 | 191793 | 1551.37 | 3389.81 | 0 | 775.572 | 0 | 191017 | 950 | 184142 | 183220.8594
3469 | 1989-05-25 12:00 | 964 | 737 | 254 | 20.6 | 5.7 | -9900 | 74.7137 | 222.98 | 11.9512 | 0 |  | 964 | 719.733 | 259.704 | 0.36683 | 718.709 | 242.849 | 0.36683 | 717.894 | 232.342 | 0 | 931.232 | 931.128 | 230519 | 63.8521 | 231298 | 197764 | 197259 | 197259 | 194496 | 194024 | 1595.01 | 2916.87 | 0 | 823.264 | 0 | 193201 | 950 | 186748 | 185814.4219
3470 | 1989-05-25 13:00 | 891 | 724 | 241 | 20.6 | 5.7 | -9900 | 64.0628 | 249.841 | 23.4687 | 0 |  | 891 | 662.366 | 247.159 | 0.33905 | 662.366 | 231.027 | 0.33905 | 659.344 | 221.033 | 0 | 862.769 | 862.715 | 213580 | 60.6743 | 214436 | 186006 | 185732 | 185732 | 183131 | 182718 | 1601.65 | 0 | 0 | 741.548 | 0 | 181977 | 950 | 178712 | 177818.0156
3471 | 1989-05-25 14:00 | 752 | 679 | 220 | 19.4 | 4.6 | -9900 | 51.8041 | 262.78 | 36.3578 | 0 |  | 752 | 544.518 | 225.848 | 0.28616 | 544.518 | 211.032 | 0.28616 | 537.898 | 201.903 | 0 | 725.005 | 724.913 | 179467 | 54.8014 | 180206 | 160338 | 160052 | 160052 | 157811 | 157493 | 1581.43 | 0 | 0 | 543.193 | 0 | 156950 | 950 | 154258 | 153486.25
3472 | 1989-05-25 15:00 | 534 | 460 | 244 | 18.9 | 4.6 | -9900 | 39.2155 | 271.568 | 49.433 | 0 |  | 534 | 297.927 | 248.649 | 0.2032 | 241.166 | 232.285 | 0.2032 | 234.431 | 222.237 | 0 | 447.535 | 447.695 | 110835 | 40.7633 | 110619 | 103550 | 102976 | 102976 | 101420 | 101249 | 1433.6 | 0 | 0 | 72.4354 | 0 | 101177 | 950 | 99473.2 | 98975.8281
3473 | 1989-05-25 16:00 | 288 | 242 | 180 | 18.3 | 4.1 | -9900 | 26.6645 | 278.966 | 62.4238 | 0 |  | 288 | 111.263 | 182.132 | 0.10959 | 82.6014 | 170.115 | 0.10959 | 77.5635 | 162.757 | 0 | 235.514 | 235.495 | 58297 | 30.0651 | 57201.1 | 56007.8 | 55800.9 | 55800.9 | 55019.5 | 54965.2 | 1371.52 | 0 | 0 | 51.8217 | 0 | 54913.4 | 950 | 53740.1 | 53471.4102
3474 | 1989-05-25 17:00 | 141 | 239 | 82 | 17.2 | 5.2 | -9900 | 14.3586 | 286.089 | 75.1728 | 0 |  | 141 | 60.803 | 82.8223 | 0.053655 | 18.3375 | 77.3049 | 0.053655 | 16.1276 | 73.9617 | 0 | 88.2875 | 88.3034 | 21858.5 | 21.3962 | 20450.8 | 20696.1 | 20566.1 | 20566.1 | 20278.1 | 20269.6 | 1383.8 | 0 | 0 | 7.0846 | 0 | 20262.5 | 950 | 19528 | 19430.3945
3475 | 1989-05-25 18:00 | 25 | 11 | 24 | 16.1 | 3.1 | -9900 | 2.4988 | 293.601 | 87.1299 | 0 |  | 25 | 0.575 | 24.3072 | 0.0095133 | 0.31485 | 22.7362 | 0.0095133 | 0.17398 | 21.7525 | 0 | 21.4879 | 21.4808 | 5317.86 | 17.2231 | 4210.93 | 4326.09 | 4295.89 | 4295.89 | 4235.74 | 4235.51 | 1550.39 | 0 | 0 | 0.38685 | 0 | 4235.12 | 950 | 4030.12 | 4009.9714
3476 | 1989-05-25 19:00 | 0 | 0 | 0 | 16.1 | 3.1 | -9900
3477 | 1989-05-25 20:00 | 0 | 0 | 0 | 16.1 | 2.6 | -9900
3478 | 1989-05-25 21:00 | 0 | 0 | 0 | 16.1 | 3.1 | -9900
3479 | 1989-05-25 22:00 | 0 | 0 | 0 | 15.6 | 3.6 | -9900
3480 | 1989-05-25 23:00 | 0 | 0 | 0 | 15.6 | 3.1 | -9900
3481 | 1989-05-26 | 0 | 0 | 0 | 15 | 3.1 | -9900
3482 | 1989-05-26 01:00 | 0 | 0 | 0 | 15 | 3.6 | -9900
3483 | 1989-05-26 02:00 | 0 | 0 | 0 | 14.4 | 2.6 | -9900
3484 | 1989-05-26 03:00 | 0 | 0 | 0 | 13.9 | 2.6 | -9900
3485 | 1989-05-26 04:00 | 3 | 9 | 2 | 14.4 | 2.1 | -9900 | -3.3806 | 62.0875 | 90 | 0 |  | 3 | 0 | 1.5118 | 0.0011416 | 0 | 1.4139 | 0 | 0 | 1.3527 | 0 | 1.3257 | 1.325 | 328.012 | 14.4725 | 35.8913 | 35.665 | 35.4589 | 35.4589 | 34.9625 | 34.9624 | 1411.81 | 0 | 0 | 2.311e-05 | 0 | 34.9624 | 950 | 33.1567 | 32.9909
3486 | 1989-05-26 05:00 | 90 | 394 | 34 | 14.4 | 3.1 | -9900 | 8.1521 | 70.0104 | 84.5468 | 0 |  | 90 | 37.4944 | 30.9134 | 0.034248 | 29.5635 | 29.0336 | 0.034248 | 15.0429 | 27.7763 | 0 | 41.9628 | 41.909 | 10373.2 | 16.5912 | 9114.29 | 9381.27 | 9262.78 | 9262.78 | 9133.1 | 9130.83 | 1295.78 | 0 | 0 | 1.2397 | 0 | 9129.59 | 950 | 8733.42 | 8689.7539
3487 | 1989-05-26 06:00 | 228 | 301 | 123 | 16.1 | 2.6 | -9900 | 20.2553 | 77.2439 | 72.0929 | 0 |  | 228 | 93.158 | 119.796 | 0.086761 | 88.8849 | 112.188 | 0.086761 | 78.7259 | 107.332 | 0 | 182.337 | 182.262 | 45120.4 | 25.8488 | 43839.6 | 43665.8 | 43474.8 | 43474.8 | 42866.2 | 42838.2 | 1513.89 | 0 | 0 | 35.4483 | 0 | 42802.7 | 950 | 41829.3 | 41620.1328
3488 | 1989-05-26 07:00 | 483 | 628 | 143 | 17.2 | 3.6 | -9900 | 32.7051 | 84.3726 | 59.271 | 0 |  | 483 | 321.177 | 141.352 | 0.1838 | 312.057 | 132.398 | 0.1838 | 297.013 | 126.668 | 0 | 415.206 | 414.829 | 102689 | 38.4014 | 102324 | 97119 | 96287.5 | 96287.5 | 94939.5 | 94803 | 1522.07 | 0 | 0 | 172.364 | 0 | 94630.6 | 949.999 | 93069 | 92603.6953
3489 | 1989-05-26 08:00 | 709 | 891 | 76 | 18.3 | 3.6 | -9900 | 45.3094 | 92.201 | 46.2374 | 0 |  | 709 | 615.116 | 76.5392 | 0.2698 | 601.701 | 71.6518 | 0.2698 | 588.221 | 68.5511 | 0 | 643.637 | 643.168 | 159216 | 51.1715 | 159736 | 143909 | 143102 | 143102 | 141098 | 140830 | 1543.21 | 0 | 0 | 414.806 | 0 | 140415 | 950 | 138046 | 137355.8594
3490 | 1989-05-26 09:00 | 841 | 893 | 85 | 18.9 | 4.1 | -9900 | 57.8207 | 102.355 | 33.1499 | 0 |  | 841 | 746.86 | 85.825 | 0.32003 | 730.352 | 80.3255 | 0.32003 | 723.22 | 76.8496 | 0 | 784.068 | 783.242 | 193889 | 58.0301 | 194677 | 170282 | 169259 | 169259 | 166888 | 166514 | 1543.96 | 0 | 0 | 590.344 | 0 | 165924 | 950 | 163021 | 162205.9531
3491 | 1989-05-26 10:00 | 980 | 949 | 91 | 20 | 4.6 | -9900 | 69.6361 | 119.694 | 20.3259 | 0 |  | 980 | 888.026 | 92.0171 | 0.37292 | 860.876 | 86.0995 | 0.37292 | 857.982 | 82.374 | 0 | 921.549 | 920.725 | 227931 | 64.964 | 228613 | 193434 | 192502 | 192502 | 189805 | 189323 | 1546.68 | 3214.38 | 0 | 775.853 | 0 | 188547 | 950 | 181901 | 180991.2969
3492 | 1989-05-26 11:00 | 1031 | 959 | 93 | 20 | 4.6 | -9900 | 77.9766 | 162.178 | 9.6872 | 0 |  | 1031 | 944.623 | 94.2193 | 0.39233 | 924.699 | 88.1352 | 0.39233 | 924 | 84.3219 | 0 | 988.155 | 987.497 | 244457 | 68.2248 | 245006 | 204493 | 203932 | 203932 | 201075 | 200537 | 1550.35 | 7994.97 | 0 | 843.841 | 0 | 199693 | 950 | 188001 | 187061.3281
3493 | 1989-05-26 12:00 | 1009 | 951 | 93 | 20 | 4.6 | -9900 | 74.8652 | 223.31 | 11.8118 | 0 |  | 1009 | 928.357 | 94.6595 | 0.38395 | 928.357 | 88.5191 | 0.38395 | 927.329 | 84.6894 | 0 | 991.778 | 991.732 | 245521 | 68.4316 | 246163 | 206154 | 205860 | 205860 | 202976 | 202472 | 1609.56 | 7965.1 | 0 | 920.321 | 0 | 201552 | 950 | 189847 | 188897.375
3494 | 1989-05-26 13:00 | 930 | 936 | 88 | 20 | 5.2 | -9900 | 64.1757 | 250.145 | 23.3726 | 0 |  | 930 | 857.816 | 90.1068 | 0.35389 | 857.816 | 84.2359 | 0.35389 | 853.936 | 80.5917 | 0 | 915.837 | 915.817 | 226727 | 63.5198 | 227536 | 194882 | 194605 | 194605 | 191880 | 191414 | 1583.79 | 461.115 | 0 | 804.377 | 0 | 190610 | 950 | 186678 | 185744.6719
3495 | 1989-05-26 14:00 | 797 | 912 | 81 | 20 | 5.7 | -9900 | 51.9036 | 263.011 | 36.2727 | 0 |  | 797 | 732.646 | 83.3655 | 0.30328 | 732.646 | 77.9098 | 0.30328 | 723.787 | 74.5395 | 0 | 782.36 | 782.311 | 193675 | 56.3394 | 194499 | 171912 | 171633 | 171633 | 169229 | 168860 | 1570.44 | 0 | 0 | 619.606 | 0 | 168241 | 950 | 165296 | 164469.75
3496 | 1989-05-26 15:00 | 618 | 869 | 70 | 19.4 | 5.2 | -9900 | 39.3127 | 271.754 | 49.348 | 0 |  | 618 | 562.784 | 72.346 | 0.23517 | 456.694 | 67.5876 | 0.23517 | 444.009 | 64.664 | 0 | 498.499 | 498.878 | 123509 | 43.1068 | 123565 | 113446 | 112493 | 112493 | 105709 | 105496 | 1431.99 | 0 | 0 | -270.418 | 503.337 | 105263 | 941.137 | 103464 | 102947.1172
3497 | 1989-05-26 16:00 | 407 | 788 | 54 | 18.9 | 4.6 | -9900 | 26.7652 | 279.124 | 62.3339 | 0 |  | 407 | 363.487 | 55.9901 | 0.15488 | 268.815 | 52.2809 | 0.15488 | 252.505 | 50.0197 | 0 | 296.474 | 296.497 | 73387.4 | 33.3796 | 72658.9 | 69486.3 | 68814.9 | 68814.9 | 64662.5 | 64564.1 | 1316.49 | 0 | 0 | -144.307 | 0 | 64708.4 | 940.29 | 63465.8 | 63148.4297
3498 | 1989-05-26 17:00 | 190 | 623 | 36 | 18.9 | 2.1 | -9900 | 14.4663 | 286.229 | 75.0748 | 0 |  | 190 | 158.567 | 37.3974 | 0.072301 | 48.2733 | 34.8511 | 0.072301 | 42.4615 | 33.3444 | 0 | 74.2898 | 74.3771 | 18406.8 | 22.9698 | 17173.5 | 17043.8 | 16817.2 | 16817.2 | 16106.9 | 16091.3 | 1103.04 | 0 | 0 | -38.0874 | 0 | 16129.3 | 946.112 | 15552.6 | 15474.8398
3499 | 1989-05-26 18:00 | 39 | 199 | 18 | 17.2 | 2.6 | -9900 | 2.6164 | 293.728 | 87.0525 | 0 |  | 39 | 12.3996 | 16.6169 | 0.014841 | 6.7633 | 15.4497 | 0.014841 | 3.7984 | 14.7822 | 0 | 18.2089 | 18.1813 | 4500.84 | 18.1725 | 3455.14 | 3532.62 | 3507.5 | 3507.5 | 3458.39 | 3458.04 | 1307.89 | 0 | 0 | 0.15105 | 0 | 3457.89 | 950 | 3288.69 | 3272.2495
3500 | 1989-05-26 19:00 | 0 | 0 | 0 | 17.2 | 2.1 | -9900
3501 | 1989-05-26 20:00 | 0 | 0 | 0 | 17.2 | 3.1 | -9900
3502 | 1989-05-26 21:00 | 0 | 0 | 0 | 16.7 | 3.1 | -9900
3503 | 1989-05-26 22:00 | 0 | 0 | 0 | 16.7 | 2.6 | -9900
3504 | 1989-05-26 23:00 | 0 | 0 | 0 | 16.7 | 3.1 | -9900
3505 | 1989-05-27 | 0 | 0 | 0 | 16.7 | 4.1 | -9900
3506 | 1989-05-27 01:00 | 0 | 0 | 0 | 16.7 | 4.1 | -9900
3507 | 1989-05-27 02:00 | 0 | 0 | 0 | 16.7 | 4.1 | -9900
3508 | 1989-05-27 03:00 | 0 | 0 | 0 | 16.1 | 3.6 | -9900
3509 | 1989-05-27 04:00 | 1 | 0 | 0 | 16.1 | 5.2 | -9900 | -3.2999 | 61.9369 | 90 | 0 |  | 1 | 0 | 0 | 0.00038053 | 0 | 0 | 0 | 0 | 0 | 0 | 0 | 0 | 0 | 16.1 | 0 | 0 | 0 | 0 | 0 | 0 | 790 | 0 | 0 | 0 | 0 | 0 | 790 | 0 | 0
3510 | 1989-05-27 05:00 | 36 | 17 | 34 | 16.1 | 3.6 | -9900 | 8.2188 | 69.852 | 84.4879 | 0 |  | 36 | 1.3426 | 35.0441 | 0.013699 | 1.0602 | 32.7434 | 0.013699 | 0.54563 | 31.3271 | 0 | 31.2353 | 31.222 | 7729.43 | 17.6957 | 6516.46 | 6691.83 | 6658.67 | 6658.67 | 6565.45 | 6564.89 | 1549.24 | 0 | 0 | 0.92326 | 0 | 6563.96 | 950 | 6258.05 | 6226.7593
3511 | 1989-05-27 06:00 | 150 | 4 | 149 | 16.1 | 4.1 | -9900 | 20.3116 | 77.0728 | 72.046 | 0 |  | 150 | 0.88711 | 146.156 | 0.057079 | 0.84644 | 136.765 | 0.057079 | 0.75006 | 130.847 | 0 | 128.965 | 128.922 | 31916 | 22.5408 | 30509.5 | 30783.5 | 30686.7 | 30686.7 | 30257.1 | 30244.9 | 1555.67 | 0 | 0 | 19.9707 | 0 | 30225 | 950 | 29369.9 | 29223.0234
3512 | 1989-05-27 07:00 | 207 | 5 | 204 | 16.1 | 5.2 | -9900 | 32.7549 | 84.1795 | 59.2327 | 0 |  | 207 | 2.8333 | 201.463 | 0.07877 | 2.7535 | 188.474 | 0.07877 | 2.621 | 180.319 | 0 | 179.281 | 179.177 | 44357.3 | 24.6145 | 43063.3 | 43111.8 | 42985.8 | 42985.8 | 42384 | 42360.9 | 1573.35 | 0 | 0 | 39.5015 | 0 | 42321.4 | 950 | 41362 | 41155.2188
3513 | 1989-05-27 08:00 | 305 | 9 | 298 | 16.7 | 5.7 | -9900 | 45.3576 | 91.9695 | 46.2039 | 0 |  | 305 | 6.8007 | 295 | 0.11606 | 6.6555 | 275.973 | 0.11606 | 6.5067 | 264.032 | 0 | 265.128 | 264.982 | 65599.8 | 29.0088 | 64600 | 63621.3 | 63457.7 | 63457.7 | 62569.3 | 62519 | 1569.73 | 0 | 0 | 85.9847 | 0 | 62433.1 | 950 | 61149.6 | 60843.8906
3514 | 1989-05-27 09:00 | 360 | 6 | 355 | 17.2 | 4.6 | -9900 | 57.8757 | 102.053 | 33.1151 | 0 |  | 360 | 4.9385 | 352.263 | 0.13699 | 4.8304 | 329.519 | 0.13699 | 4.7833 | 315.261 | 0 | 313.644 | 313.475 | 77605.2 | 32.5087 | 76800.4 | 74642.4 | 74448.7 | 74448.7 | 73406.4 | 73338 | 1580.25 | 0 | 0 | 118.674 | 0 | 73219.3 | 949.999 | 71828.4 | 71469.2344
3515 | 1989-05-27 10:00 | 797 | 569 | 264 | 17.8 | 5.2 | -9900 | 69.7182 | 119.268 | 20.2742 | 0 |  | 797 | 532.311 | 266.693 | 0.30328 | 516.159 | 249.576 | 0.30328 | 514.432 | 238.776 | 0 | 738.144 | 737.521 | 182578 | 52.8472 | 183302 | 163990 | 163291 | 163291 | 161005 | 160659 | 1547.35 | 0 | 0 | 560.624 | 0 | 160098 | 950 | 157327 | 156540.5938
3516 | 1989-05-27 11:00 | 956 | 880 | 96 | 18.3 | 4.6 | -9900 | 78.1292 | 161.828 | 9.5602 | 0 |  | 956 | 865.9 | 97.215 | 0.36379 | 848.854 | 90.9374 | 0.36379 | 848.227 | 87.0028 | 0 | 916.525 | 915.719 | 226690 | 63.0195 | 227428 | 194523 | 193703 | 193703 | 190990 | 190504 | 1554.58 | 2561.4 | 0 | 761.182 | 0 | 189743 | 950 | 183727 | 182808.0312
3517 | 1989-05-27 12:00 | 1007 | 934 | 105 | 18.3 | 4.6 | -9900 | 75.0125 | 223.626 | 11.6762 | 0 |  | 1007 | 913.978 | 106.734 | 0.38319 | 913.978 | 99.81 | 0.38319 | 912.989 | 95.4918 | 0 | 988.311 | 988.287 | 244665 | 66.5634 | 245314 | 207198 | 206892 | 206892 | 203995 | 203478 | 1601.07 | 8739.28 | 0 | 920.234 | 0 | 202558 | 950 | 190054 | 189103.3438
3518 | 1989-05-27 13:00 | 921 | 930 | 85 | 18.3 | 4.6 | -9900 | 64.2863 | 250.437 | 23.2783 | 0 |  | 921 | 851.508 | 87.049 | 0.35047 | 851.508 | 81.3772 | 0.35047 | 847.689 | 77.8567 | 0 | 907.035 | 906.95 | 224532 | 62.5913 | 225352 | 193813 | 193523 | 193523 | 190813 | 190354 | 1595.85 | 191.62 | 0 | 799.682 | 0 | 189554 | 950 | 185918 | 184988.1094
3519 | 1989-05-27 14:00 | 653 | 561 | 212 | 18.3 | 5.2 | -9900 | 52.0015 | 263.233 | 36.1887 | 0 |  | 653 | 451.132 | 217.744 | 0.24849 | 451.132 | 203.456 | 0.24849 | 445.708 | 194.655 | 0 | 627.556 | 627.491 | 155346 | 48.1185 | 155827 | 142557 | 142276 | 142276 | 140284 | 140032 | 1577.01 | 0 | 0 | 427.097 | 0 | 139605 | 950 | 137283 | 136596.8281
3520 | 1989-05-27 15:00 | 405 | 236 | 256 | 17.8 | 4.6 | -9900 | 39.4087 | 271.932 | 49.2638 | 0 |  | 405 | 152.968 | 259.303 | 0.15412 | 124.402 | 242.284 | 0.15412 | 120.965 | 231.803 | 0 | 345.713 | 345.568 | 85551.1 | 34.6759 | 84891.8 | 81662.3 | 81351.4 | 81351.4 | 80212.5 | 80116.9 | 1484.8 | 0 | 0 | 126.144 | 0 | 79990.8 | 949.999 | 78562.7 | 78169.8828
3521 | 1989-05-27 16:00 | 310 | 392 | 134 | 17.8 | 3.6 | -9900 | 26.8645 | 279.275 | 62.2449 | 0 |  | 310 | 181.143 | 136.814 | 0.11796 | 133.166 | 127.74 | 0.11796 | 125.125 | 122.215 | 0 | 242.393 | 242.705 | 60077.2 | 30.2044 | 59032 | 57617.2 | 57193 | 57193 | 56392.2 | 56330.7 | 1353.56 | 0 | 0 | 52.4106 | 0 | 56278.3 | 950 | 55098.4 | 54822.957
3522 | 1989-05-27 17:00 | 161 | 381 | 66 | 16.7 | 3.1 | -9900 | 14.5724 | 286.362 | 74.978 | 0 |  | 161 | 97.7354 | 67.3149 | 0.061265 | 30.1084 | 62.7813 | 0.061265 | 26.4824 | 60.0666 | 0 | 84.818 | 84.8325 | 20997.3 | 21.1354 | 19629.3 | 19817.5 | 19668.5 | 19668.5 | 19393.1 | 19381.5 | 1276.95 | 0 | 0 | 4.7602 | 0 | 19376.7 | 950 | 18676.1 | 18582.7617
3523 | 1989-05-27 18:00 | 37 | 93 | 27 | 15.6 | 3.1 | -9900 | 2.732 | 293.849 | 86.9763 | 0 |  | 37 | 6.057 | 25.1259 | 0.01408 | 3.2872 | 23.3875 | 0.01408 | 1.8746 | 22.3767 | 0 | 23.7662 | 23.7666 | 5883.76 | 16.8426 | 4751.92 | 4889.22 | 4855.84 | 4855.84 | 4787.86 | 4787.45 | 1440.17 | 0 | 0 | 0.41888 | 0 | 4787.03 | 950 | 4556.97 | 4534.1816
3524 | 1989-05-27 19:00 | 0 | 0 | 0 | 15.6 | 2.6 | -9900
3525 | 1989-05-27 20:00 | 0 | 0 | 0 | 15 | 2.1 | -9900
3526 | 1989-05-27 21:00 | 0 | 0 | 0 | 15 | 3.1 | -9900
3527 | 1989-05-27 22:00 | 0 | 0 | 0 | 15.6 | 3.1 | -9900
3528 | 1989-05-27 23:00 | 0 | 0 | 0 | 15.6 | 1.5 | -9900
3529 | 1989-05-28 | 0 | 0 | 0 | 15.6 | 2.1 | -9900
3530 | 1989-05-28 01:00 | 0 | 0 | 0 | 15.6 | 4.1 | -9900
3531 | 1989-05-28 02:00 | 0 | 0 | 0 | 15.6 | 2.6 | -9900
3532 | 1989-05-28 03:00 | 0 | 0 | 0 | 15.6 | 3.1 | -9900
3533 | 1989-05-28 04:00 | 1 | 0 | 1 | 15.6 | 5.2 | -9900 | -3.2243 | 61.7902 | 90 | 0 |  | 1 | 0 | 1.0815 | 0.00038053 | 0 | 1.0115 | 0 | 0 | 0.96771 | 0 | 0.94836 | 0.94792 | 234.668 | 15.645 | 18.3992 | 18.2962 | 17.0999 | 17.0999 | 16.8605 | 16.8605 | 1361.04 | 0 | 0 | 4.9525e-06 | 0 | 16.8605 | 950 | 15.9895 | 15.9095
3534 | 1989-05-28 05:00 | 22 | 2 | 22 | 15.6 | 2.6 | -9900 | 8.2808 | 69.6979 | 84.4336 | 0 |  | 22 | 0 | 22.0259 | 0.0083717 | 0 | 20.5921 | 0.0083717 | 0 | 19.7013 | 0 | 19.3072 | 19.2986 | 4777.63 | 16.6322 | 3700.49 | 3806.92 | 3778.05 | 3778.05 | 3725.16 | 3724.98 | 1548.97 | 0 | 0 | 0.29855 | 0 | 3724.68 | 950 | 3542.94 | 3525.2285
3535 | 1989-05-28 06:00 | 106 | 2 | 105 | 16.1 | 3.1 | -9900 | 20.3634 | 76.9064 | 72.0034 | 0 |  | 106 | 0.88698 | 103.583 | 0.040336 | 0.84635 | 96.8995 | 0.040336 | 0.7503 | 92.7068 | 0 | 91.588 | 91.5458 | 22663.1 | 20.8864 | 21231.7 | 21558 | 21487.1 | 21487.1 | 21186.3 | 21180.4 | 1561.73 | 0 | 0 | 9.7796 | 0 | 21170.6 | 950 | 20423.1 | 20321.0254
3536 | 1989-05-28 07:00 | 205 | 6 | 202 | 16.7 | 3.6 | -9900 | 32.8001 | 83.9919 | 59.1987 | 0 |  | 205 | 2.8326 | 199.499 | 0.078009 | 2.7535 | 186.635 | 0.078009 | 2.6213 | 178.56 | 0 | 177.558 | 177.477 | 43936.8 | 25.7706 | 42638 | 42504 | 42389.5 | 42389.5 | 41796.1 | 41773.7 | 1571.93 | 0 | 0 | 38.3647 | 0 | 41735.3 | 950 | 40785 | 40581.0742
3537 | 1989-05-28 08:00 | 278 | 7 | 273 | 17.2 | 4.6 | -9900 | 45.401 | 91.7446 | 46.1747 | 0 |  | 278 | 4.8566 | 270.313 | 0.10579 | 4.7529 | 252.869 | 0.10579 | 4.6468 | 241.928 | 0 | 241.643 | 241.582 | 59805.5 | 28.9977 | 58717.6 | 57827.7 | 57677.1 | 57677.1 | 56869.6 | 56828 | 1571.6 | 0 | 0 | 70.7576 | 0 | 56757.3 | 949.999 | 55539.7 | 55261.9922
3538 | 1989-05-28 09:00 | 710 | 527 | 263 | 18.3 | 3.1 | -9900 | 57.9256 | 101.76 | 33.0849 | 0 |  | 710 | 441.417 | 263.612 | 0.27018 | 431.641 | 246.743 | 0.27018 | 427.444 | 236.066 | 0 | 650.24 | 649.767 | 160851 | 52.2729 | 161388 | 144854 | 144057 | 144057 | 142040 | 141776 | 1563.99 | 0 | 0 | 434.984 | 0 | 141341 | 950 | 138953 | 138258.2656
3539 | 1989-05-28 10:00 | 909 | 766 | 191 | 18.9 | 4.6 | -9900 | 69.7941 | 118.85 | 20.228 | 0 |  | 909 | 716.934 | 192.986 | 0.3459 | 695.677 | 180.593 | 0.3459 | 693.361 | 172.779 | 0 | 848.817 | 848.342 | 210013 | 60.3291 | 210794 | 182368 | 181495 | 181495 | 178953 | 178526 | 1545.56 | 0 | 0 | 690.666 | 0 | 177836 | 950 | 174658 | 173785.1562
3540 | 1989-05-28 11:00 | 950 | 759 | 207 | 18.9 | 4.6 | -9900 | 78.275 | 161.47 | 9.4404 | 0 |  | 950 | 747.953 | 209.921 | 0.3615 | 733.229 | 196.373 | 0.3615 | 732.7 | 187.877 | 0 | 902.165 | 901.176 | 223089 | 62.9093 | 223854 | 191700 | 190967 | 190967 | 188294 | 187830 | 1562.8 | 867.429 | 0 | 752.012 | 0 | 187078 | 950 | 182821 | 181906.5625
3541 | 1989-05-28 12:00 | 1032 | 861 | 200 | 18.3 | 5.7 | -9900 | 75.1556 | 223.929 | 11.5446 | 0 |  | 1032 | 842.879 | 203.91 | 0.39271 | 842.879 | 190.677 | 0.39271 | 841.987 | 182.428 | 0 | 1003.93 | 1003.85 | 248518 | 64.9299 | 249119 | 211978 | 211681 | 211681 | 208717 | 208179 | 1602.61 | 12783.4 | 0 | 965.141 | 0 | 207214 | 950 | 190549 | 189595.8906
3542 | 1989-05-28 13:00 | 884 | 821 | 144 | 18.3 | 4.6 | -9900 | 64.3946 | 250.718 | 23.1858 | 0 |  | 884 | 753.561 | 146.553 | 0.33639 | 753.561 | 137.006 | 0.33639 | 750.21 | 131.079 | 0 | 863.663 | 863.663 | 213817 | 60.4773 | 214672 | 186369 | 186096 | 186096 | 183491 | 183073 | 1597.42 | 0 | 0 | 744.675 | 0 | 182328 | 950 | 179056 | 178160.4062
3543 | 1989-05-28 14:00 | 674 | 573 | 222 | 17.8 | 4.6 | -9900 | 52.0978 | 263.445 | 36.1057 | 0 |  | 674 | 462.266 | 227.77 | 0.25648 | 462.266 | 212.828 | 0.25648 | 456.738 | 203.622 | 0 | 647.152 | 647.087 | 160198 | 49.4008 | 160741 | 146280 | 146007 | 146007 | 143963 | 143699 | 1581.53 | 0 | 0 | 451.855 | 0 | 143247 | 950 | 140851 | 140146.2969
3544 | 1989-05-28 15:00 | 304 | 69 | 261 | 18.3 | 5.2 | -9900 | 39.5033 | 272.102 | 49.1805 | 0 |  | 304 | 44.131 | 264.776 | 0.11568 | 35.9565 | 247.573 | 0.11568 | 34.968 | 236.862 | 0 | 266.393 | 266.353 | 65939.6 | 30.9572 | 64947.8 | 63469.7 | 63302.3 | 63302.3 | 62416 | 62363.3 | 1531.71 | 0 | 0 | 81.7586 | 0 | 62281.6 | 949.999 | 61005.7 | 60700.6797
3545 | 1989-05-28 16:00 | 373 | 488 | 153 | 16.7 | 4.1 | -9900 | 26.9624 | 279.42 | 62.1568 | 0 |  | 373 | 226.326 | 155.943 | 0.14194 | 166.068 | 145.608 | 0.14194 | 156.092 | 139.31 | 0 | 289.495 | 289.758 | 71726.1 | 31.176 | 70864.2 | 68836.9 | 68377.5 | 68377.5 | 67318.8 | 67231.5 | 1358.04 | 0 | 0 | -25.4564 | 0 | 67257 | 950 | 65930.4 | 65600.7031
3546 | 1989-05-28 17:00 | 52 | 3 | 51 | 16.7 | 3.6 | -9900 | 14.6769 | 286.49 | 74.8824 | 0 |  | 52 | 1.028 | 50.5526 | 0.019788 | 0.31948 | 47.2798 | 0.019788 | 0.28107 | 45.2342 | 0 | 44.6049 | 44.5851 | 11037.6 | 18.9787 | 9727.61 | 9947.48 | 9903.06 | 9903.06 | 9764.41 | 9763.17 | 1554.18 | 0 | 0 | 2.0708 | 0 | 9761.1 | 950 | 9330.21 | 9283.5547
3547 | 1989-05-28 18:00 | 15 | 0 | 15 | 16.7 | 4.1 | -9900 | 2.8455 | 293.964 | 86.9013 | 0 |  | 15 | 0 | 14.8512 | 0.0057079 | 0 | 13.8886 | 0.0057079 | 0 | 13.2877 | 0 | 13.022 | 13.0151 | 3222.1 | 17.3502 | 2250.09 | 2301.97 | 2289.35 | 2289.35 | 2257.3 | 2257.23 | 1474.6 | 0 | 0 | 0.10321 | 0 | 2257.13 | 950 | 2144.44 | 2133.7175
3548 | 1989-05-28 19:00 | 0 | 0 | 0 | 16.7 | 2.6 | -9900
3549 | 1989-05-28 20:00 | 0 | 0 | 0 | 16.7 | 3.1 | -9900
3550 | 1989-05-28 21:00 | 0 | 0 | 0 | 16.7 | 3.1 | -9900
3551 | 1989-05-28 22:00 | 0 | 0 | 0 | 16.7 | 2.1 | -9900
3552 | 1989-05-28 23:00 | 0 | 0 | 0 | 16.7 | 3.1 | -9900
3553 | 1989-05-29 | 0 | 0 | 0 | 16.7 | 3.1 | -9900
3554 | 1989-05-29 01:00 | 0 | 0 | 0 | 16.7 | 2.6 | -9900
3555 | 1989-05-29 02:00 | 0 | 0 | 0 | 16.7 | 3.6 | -9900
3556 | 1989-05-29 03:00 | 0 | 0 | 0 | 16.7 | 3.1 | -9900
3557 | 1989-05-29 04:00 | 3 | 0 | 3 | 16.7 | 3.6 | -9900 | -3.1538 | 61.6474 | 90 | 0 |  | 3 | 0 | 3.1428 | 0.0011416 | 0 | 2.9393 | 0 | 0 | 2.8121 | 0 | 2.7559 | 2.7551 | 682.069 | 16.8408 | 154.31 | 153.557 | 153.498 | 153.498 | 151.349 | 151.349 | 1417.6 | 0 | 0 | 0.00043799 | 0 | 151.348 | 950 | 143.546 | 142.8279
3558 | 1989-05-29 05:00 | 36 | 1 | 36 | 16.7 | 3.6 | -9900 | 8.3379 | 69.5482 | 84.3839 | 0 |  | 36 | 0 | 35.5838 | 0.013699 | 0 | 33.2828 | 0.013699 | 0 | 31.8428 | 0 | 31.2059 | 31.1909 | 7721.68 | 18.2941 | 6509.07 | 6669.81 | 6638.46 | 6638.46 | 6545.52 | 6544.96 | 1552.96 | 0 | 0 | 0.92852 | 0 | 6544.03 | 950 | 6239.01 | 6207.8164
3559 | 1989-05-29 06:00 | 139 | 38 | 126 | 16.7 | 3.1 | -9900 | 20.4105 | 76.7449 | 71.9651 | 0 |  | 139 | 11.529 | 126.926 | 0.052894 | 11.0011 | 118.715 | 0.052894 | 9.7563 | 113.579 | 0 | 120.868 | 120.829 | 29912.6 | 23.0175 | 28494.9 | 28700.7 | 28611.1 | 28611.1 | 28210.6 | 28200.2 | 1562.93 | 0 | 0 | 17.3285 | 0 | 28182.9 | 950 | 27340.8 | 27204.0762
3560 | 1989-05-29 07:00 | 201 | 2 | 199 | 17.2 | 3.6 | -9900 | 32.8408 | 83.8098 | 59.1687 | 0 |  | 201 | 1.888 | 196.554 | 0.076487 | 1.8357 | 183.879 | 0.076487 | 1.7477 | 175.923 | 0 | 174.117 | 174.107 | 43102.5 | 26.0984 | 41794.6 | 41609.3 | 41499.6 | 41499.6 | 40918.6 | 40897.2 | 1573.53 | 0 | 0 | 36.5481 | 0 | 40860.6 | 950 | 39922.7 | 39723.0391
3561 | 1989-05-29 08:00 | 646 | 533 | 267 | 17.8 | 4.1 | -9900 | 45.4398 | 91.5263 | 46.1496 | 0 |  | 646 | 368.056 | 265.279 | 0.24582 | 360.195 | 248.353 | 0.24582 | 352.167 | 237.606 | 0 | 577.977 | 577.476 | 142956 | 46.6502 | 143256 | 131653 | 131087 | 131087 | 129251 | 129032 | 1558.96 | 0 | 0 | 355.448 | 0 | 128676 | 950 | 126536 | 125902.9922
3562 | 1989-05-29 09:00 | 792 | 608 | 277 | 18.3 | 5.2 | -9900 | 57.9704 | 101.475 | 33.0591 | 0 |  | 792 | 508.469 | 277.518 | 0.30138 | 497.314 | 259.766 | 0.30138 | 492.486 | 248.525 | 0 | 726.19 | 725.685 | 179641 | 52.7847 | 180353 | 161520 | 160591 | 160591 | 158341 | 158011 | 1552.25 | 0 | 0 | 534.142 | 0 | 157477 | 950 | 154764 | 153990.625
3563 | 1989-05-29 10:00 | 769 | 539 | 263 | 18.9 | 5.2 | -9900 | 69.864 | 118.441 | 20.1873 | 0 |  | 769 | 505.155 | 265.624 | 0.29263 | 490.527 | 248.575 | 0.29263 | 488.9 | 237.818 | 0 | 712.185 | 711.57 | 176155 | 52.7139 | 176838 | 158334 | 157590 | 157590 | 155383 | 155068 | 1563.32 | 0 | 0 | 528.308 | 0 | 154540 | 950 | 151892 | 151133
3564 | 1989-05-29 11:00 | 955 | 793 | 179 | 18.9 | 4.6 | -9900 | 78.4138 | 161.104 | 9.3277 | 0 |  | 955 | 781.028 | 181.928 | 0.36341 | 765.652 | 170.188 | 0.36341 | 765.112 | 162.825 | 0 | 909.378 | 908.63 | 224935 | 63.2733 | 225687 | 192909 | 192144 | 192144 | 189454 | 188979 | 1555.6 | 1471.66 | 0 | 758.759 | 0 | 188220 | 950 | 183331 | 182414.0312
3565 | 1989-05-29 12:00 | 988 | 826 | 190 | 18.9 | 5.2 | -9900 | 75.2946 | 224.216 | 11.4168 | 0 |  | 988 | 808.278 | 193.866 | 0.37596 | 808.278 | 181.284 | 0.37596 | 807.441 | 173.441 | 0 | 961.264 | 961.193 | 237960 | 64.5761 | 238682 | 203438 | 203134 | 203134 | 200288 | 199785 | 1589.65 | 5605.4 | 0 | 881.841 | 0 | 198903 | 950 | 189623 | 188674.875
3566 | 1989-05-29 13:00 | 905 | 803 | 182 | 18.9 | 5.7 | -9900 | 64.5006 | 250.986 | 23.0949 | 0 |  | 905 | 736.093 | 186.452 | 0.34438 | 736.093 | 174.288 | 0.34438 | 732.846 | 166.748 | 0 | 881.603 | 881.566 | 218247 | 59.8499 | 219093 | 190730 | 190448 | 190448 | 187780 | 187341 | 1603.84 | 0 | 0 | 779.26 | 0 | 186562 | 950 | 183189 | 182272.7344
3567 | 1989-05-29 14:00 | 745 | 711 | 185 | 18.3 | 5.7 | -9900 | 52.1926 | 263.649 | 36.0238 | 0 |  | 745 | 572.578 | 190.449 | 0.28349 | 572.578 | 177.944 | 0.28349 | 565.767 | 170.247 | 0 | 721.294 | 721.305 | 178573 | 51.8056 | 179304 | 161560 | 161274 | 161274 | 159015 | 158693 | 1585.26 | 0 | 0 | 550.18 | 0 | 158143 | 950 | 155425 | 154647.5469
3568 | 1989-05-29 15:00 | 514 | 511 | 190 | 18.3 | 5.2 | -9900 | 39.5965 | 272.265 | 49.0981 | 0 |  | 514 | 332.419 | 194.157 | 0.19559 | 271.347 | 181.369 | 0.19559 | 263.926 | 173.524 | 0 | 428.701 | 428.895 | 106182 | 38.6812 | 105898 | 99842.4 | 99439 | 99439 | 97211.6 | 97053.8 | 1433.6 | 0 | 0 | -538.368 | 0 | 97592.2 | 950 | 95940.8 | 95461.1094
3569 | 1989-05-29 16:00 | 315 | 350 | 156 | 18.3 | 5.2 | -9900 | 27.0589 | 279.558 | 62.0698 | 0 |  | 315 | 163.501 | 157.821 | 0.11987 | 119.103 | 147.414 | 0.11987 | 111.982 | 141.038 | 0 | 247.959 | 248.095 | 61414.2 | 30.0895 | 60379.4 | 59025.5 | 58590 | 58590 | 57769.8 | 57706.4 | 1359.05 | 0 | 0 | 55.9027 | 0 | 57650.5 | 950 | 56446.8 | 56164.5195
3570 | 1989-05-29 17:00 | 124 | 105 | 98 | 18.3 | 4.6 | -9900 | 14.7797 | 286.611 | 74.7881 | 0 |  | 124 | 26.7074 | 98.3454 | 0.047186 | 8.3746 | 91.8345 | 0.047186 | 7.3685 | 87.8625 | 0 | 93.3264 | 93.3133 | 23099.7 | 22.857 | 21671.4 | 21838.2 | 21749.7 | 21749.7 | 21445.2 | 21438.4 | 1496.27 | 0 | 0 | 9.5327 | 0 | 21428.8 | 950 | 20668.9 | 20565.5332
3571 | 1989-05-29 18:00 | 24 | 14 | 23 | 16.7 | 4.1 | -9900 | 2.9569 | 294.073 | 86.8272 | 0 |  | 24 | 0.6355 | 23.4684 | 0.0091327 | 0.34237 | 21.967 | 0.0091327 | 0.2007 | 21.0164 | 0 | 20.7928 | 20.7807 | 5144.48 | 17.7382 | 4046.95 | 4149.77 | 4120.02 | 4120.02 | 4062.34 | 4062.11 | 1495.77 | 0 | 0 | 0.34426 | 0 | 4061.76 | 950 | 3864.63 | 3845.3103
3572 | 1989-05-29 19:00 | 0 | 0 | 0 | 16.1 | 3.1 | -9900
3573 | 1989-05-29 20:00 | 0 | 0 | 0 | 16.1 | 3.6 | -9900
3574 | 1989-05-29 21:00 | 0 | 0 | 0 | 16.1 | 4.1 | -9900
3575 | 1989-05-29 22:00 | 0 | 0 | 0 | 15.6 | 3.1 | -9900
3576 | 1989-05-29 23:00 | 0 | 0 | 0 | 15.6 | 3.1 | -9900
3577 | 1989-05-30 | 0 | 0 | 0 | 15.6 | 2.6 | -9900
3578 | 1989-05-30 01:00 | 0 | 0 | 0 | 15.6 | 3.6 | -9900
3579 | 1989-05-30 02:00 | 0 | 0 | 0 | 16.1 | 3.6 | -9900
3580 | 1989-05-30 03:00 | 0 | 0 | 0 | 15.6 | 3.6 | -9900
3581 | 1989-05-30 04:00 | 0 | 0 | 0 | 15.6 | 3.1 | -9900
3582 | 1989-05-30 05:00 | 42 | 3 | 41 | 16.1 | 2.6 | -9900 | 8.3903 | 69.4029 | 84.3387 | 0 |  | 42 | 0.67542 | 40.3473 | 0.015982 | 0.53063 | 37.7443 | 0.015982 | 0.28001 | 36.1112 | 0 | 35.6633 | 35.6549 | 8826.76 | 18.0071 | 7576.92 | 7773.64 | 7737.55 | 7737.55 | 7629.22 | 7628.44 | 1544.98 | 0 | 0 | 1.259 | 0 | 7627.18 | 950 | 7278.15 | 7241.7583
3583 | 1989-05-30 06:00 | 184 | 58 | 163 | 16.1 | 3.1 | -9900 | 20.4531 | 76.5884 | 71.931 | 0 |  | 184 | 18.6206 | 163.958 | 0.070018 | 17.7685 | 153.392 | 0.070018 | 15.7633 | 146.755 | 0 | 159.268 | 159.216 | 39415.7 | 24.4246 | 38069.6 | 38139.3 | 38024.3 | 38024.3 | 37492 | 37473.5 | 1560.14 | 0 | 0 | 30.3338 | 0 | 37443.2 | 950 | 36554.9 | 36372.1406
3584 | 1989-05-30 07:00 | 375 | 359 | 180 | 16.7 | 3.1 | -9900 | 32.877 | 83.6335 | 59.1428 | 0 |  | 375 | 184.04 | 177.364 | 0.1427 | 178.938 | 166.094 | 0.1427 | 170.377 | 158.906 | 0 | 322.697 | 322.519 | 79840 | 33.5628 | 79075.7 | 76506.2 | 75987.5 | 75987.5 | 74923.7 | 74846.2 | 1546.14 | 0 | 0 | 115.669 | 0 | 74730.5 | 949.999 | 73332.4 | 72965.7188
3585 | 1989-05-30 08:00 | 658 | 671 | 180 | 18.3 | 3.6 | -9900 | 45.4741 | 91.3148 | 46.1286 | 0 |  | 658 | 464.103 | 179.587 | 0.25039 | 454.398 | 168.161 | 0.25039 | 444.283 | 160.884 | 0 | 593.063 | 592.656 | 146712 | 48.5899 | 147066 | 134024 | 133379 | 133379 | 131512 | 131278 | 1551.52 | 0 | 0 | 362.524 | 0 | 130916 | 950 | 128732 | 128088.6484
3586 | 1989-05-30 09:00 | 811 | 828 | 108 | 18.9 | 4.6 | -9900 | 58.0103 | 101.198 | 33.0376 | 0 |  | 811 | 693.954 | 108.741 | 0.30861 | 678.714 | 101.771 | 0.30861 | 672.135 | 97.3674 | 0 | 754.112 | 753.642 | 186563 | 55.7044 | 187320 | 165539 | 164275 | 164275 | 161976 | 161622 | 1537.85 | 0 | 0 | 555.888 | 0 | 161066 | 950 | 158274 | 157482.7031
3587 | 1989-05-30 10:00 | 975 | 910 | 120 | 19.4 | 5.2 | -9900 | 69.9278 | 118.04 | 20.1518 | 0 |  | 975 | 853.417 | 120.943 | 0.37102 | 828.902 | 113.164 | 0.37102 | 826.163 | 108.267 | 0 | 915.742 | 915.021 | 226521 | 62.882 | 227219 | 194203 | 193118 | 193118 | 190413 | 189923 | 1534.06 | 3509.16 | 0 | 777.988 | 0 | 189145 | 950 | 182190 | 181278.5938
3588 | 1989-05-30 11:00 | 974 | 844 | 147 | 19.4 | 5.2 | -9900 | 78.5458 | 160.73 | 9.2223 | 0 |  | 974 | 832.209 | 148.084 | 0.37064 | 816.995 | 138.521 | 0.37064 | 816.431 | 132.528 | 0 | 929.979 | 929.365 | 230068 | 63.5636 | 230785 | 197006 | 195959 | 195959 | 193214 | 192713 | 1550.73 | 3672.78 | 0 | 779.392 | 0 | 191933 | 950 | 184753 | 183829.3594
3589 | 1989-05-30 12:00 | 749 | 448 | 315 | 18.9 | 5.7 | -9900 | 75.4294 | 224.488 | 11.2929 | 0 |  | 749 | 439.507 | 320.656 | 0.28502 | 439.507 | 299.849 | 0.28502 | 439.062 | 286.877 | 0 | 711.42 | 711.302 | 176094 | 51.9409 | 176805 | 159222 | 158947 | 158947 | 156721 | 156414 | 1585.88 | 0 | 0 | 542.965 | 0 | 155871 | 950 | 153200 | 152434.2656
3590 | 1989-05-30 13:00 | 909 | 750 | 232 | 18.9 | 4.1 | -9900 | 64.6042 | 251.242 | 23.0058 | 0 |  | 909 | 689.119 | 237.935 | 0.3459 | 689.119 | 222.403 | 0.3459 | 686.104 | 212.782 | 0 | 880.908 | 880.84 | 218068 | 62.906 | 218915 | 188020 | 187736 | 187736 | 185105 | 184683 | 1606.11 | 0 | 0 | 757.495 | 0 | 183926 | 950 | 180615 | 179711.7656
3591 | 1989-05-30 14:00 | 747 | 759 | 148 | 19.4 | 4.6 | -9900 | 52.2857 | 263.842 | 35.9429 | 0 |  | 747 | 612.309 | 152.329 | 0.28426 | 612.309 | 142.337 | 0.28426 | 605.064 | 136.18 | 0 | 726.419 | 726.373 | 179825 | 54.8727 | 180565 | 160600 | 160327 | 160327 | 158082 | 157760 | 1573.55 | 0 | 0 | 539.702 | 0 | 157220 | 950 | 154522 | 153749.2656
3592 | 1989-05-30 15:00 | 593 | 632 | 190 | 18.3 | 5.2 | -9900 | 39.6883 | 272.42 | 49.0166 | 0 |  | 593 | 413.35 | 194.766 | 0.22565 | 338.137 | 181.926 | 0.22565 | 328.936 | 174.057 | 0 | 492.933 | 492.78 | 121998 | 41.717 | 121971 | 113388 | 112868 | 112868 | 109665 | 109462 | 1432.66 | 0 | 0 | -938.793 | 0 | 110400 | 950 | 108523 | 107980.1094
3593 | 1989-05-30 16:00 | 369 | 593 | 100 | 18.3 | 4.1 | -9900 | 27.1539 | 279.689 | 61.9838 | 0 |  | 369 | 276.501 | 103.098 | 0.14042 | 200.165 | 96.2271 | 0.14042 | 188.254 | 92.0656 | 0 | 274.713 | 275.084 | 68096.3 | 32.043 | 67214.6 | 64876.9 | 64505.2 | 64505.2 | 62410.1 | 62326.3 | 1331.54 | 0 | 0 | -449.671 | 0 | 62776 | 950 | 61525.1 | 61217.4766
3594 | 1989-05-30 17:00 | 180 | 464 | 62 | 17.8 | 4.1 | -9900 | 14.8807 | 286.726 | 74.6952 | 0 |  | 180 | 121.124 | 63.6907 | 0.068495 | 38.2613 | 59.3807 | 0.068495 | 33.6753 | 56.8133 | 0 | 88.6787 | 88.6623 | 21944.2 | 22.2295 | 20598.4 | 20670.4 | 20465.2 | 20465.2 | 20177.4 | 20162.3 | 1218.34 | 0 | 0 | 2.768 | 0 | 20159.5 | 950 | 19456.1 | 19358.8477
3595 | 1989-05-30 18:00 | 37 | 141 | 22 | 16.7 | 3.1 | -9900 | 3.0661 | 294.176 | 86.7475 | 0 |  | 37 | 9.7718 | 20.4489 | 0.01408 | 5.2365 | 19.0078 | 0.01408 | 3.1084 | 18.1866 | 0 | 20.8692 | 20.8683 | 5166.14 | 17.7911 | 4077.22 | 4177.9 | 4145.78 | 4145.78 | 4087.74 | 4087.3 | 1279.29 | 0 | 0 | 0.20729 | 0 | 4087.09 | 950 | 3888.78 | 3869.3386
3596 | 1989-05-30 19:00 | 0 | 0 | 0 | 16.7 | 3.6 | -9900
3597 | 1989-05-30 20:00 | 0 | 0 | 0 | 16.7 | 3.1 | -9900
3598 | 1989-05-30 21:00 | 0 | 0 | 0 | 16.1 | 2.1 | -9900
3599 | 1989-05-30 22:00 | 0 | 0 | 0 | 16.1 | 2.6 | -9900
3600 | 1989-05-30 23:00 | 0 | 0 | 0 | 16.1 | 2.6 | -9900
3601 | 1989-05-31 | 0 | 0 | 0 | 15.6 | 2.1 | -9900
3602 | 1989-05-31 01:00 | 0 | 0 | 0 | 15.6 | 2.1 | -9900
3603 | 1989-05-31 02:00 | 0 | 0 | 0 | 15.6 | 1.5 | -9900
3604 | 1989-05-31 03:00 | 0 | 0 | 0 | 15.6 | 1.5 | -9900
3605 | 1989-05-31 04:00 | 4 | 1 | 4 | 15.6 | 2.1 | -9900 | -3.0279 | 61.374 | 90 | 0 |  | 4 | 0 | 4.122 | 0.0015221 | 0 | 3.8551 | 0 | 0 | 3.6883 | 0 | 3.6145 | 3.6128 | 894.389 | 15.7977 | 264.312 | 262.865 | 262.162 | 262.162 | 258.492 | 258.491 | 1438.74 | 0 | 0 | 0.0012907 | 0 | 258.489 | 950 | 245.184 | 243.9585
3606 | 1989-05-31 05:00 | 51 | 0 | 51 | 16.7 | 2.1 | -9900 | 8.438 | 69.2622 | 84.298 | 0 |  | 51 | 0 | 49.7396 | 0.019407 | 0 | 46.5456 | 0.019407 | 0 | 44.5315 | 0 | 43.6409 | 43.6245 | 10799.8 | 19.0871 | 9495.68 | 9705.65 | 9660.95 | 9660.95 | 9525.7 | 9524.51 | 1565.22 | 0 | 0 | 2.0052 | 0 | 9522.5 | 950 | 9100.62 | 9055.1172
3607 | 1989-05-31 06:00 | 107 | 9 | 104 | 16.7 | 3.1 | -9900 | 20.4912 | 76.4369 | 71.9012 | 0 |  | 107 | 2.6596 | 102.613 | 0.040717 | 2.5337 | 95.991 | 0.040717 | 2.2483 | 91.8377 | 0 | 92.2042 | 92.1721 | 22818.5 | 21.5192 | 21387 | 21664.6 | 21595.2 | 21595.2 | 21292.9 | 21287 | 1559.19 | 0 | 0 | 9.8593 | 0 | 21277.1 | 950 | 20527.7 | 20425.043
3608 | 1989-05-31 07:00 | 223 | 7 | 219 | 17.2 | 2.6 | -9900 | 32.9089 | 83.463 | 59.121 | 0 |  | 223 | 3.7744 | 216.145 | 0.084858 | 3.6697 | 202.217 | 0.084858 | 3.4944 | 193.467 | 0 | 193.022 | 192.977 | 47774.2 | 27.5219 | 46521.2 | 46068.1 | 45950.4 | 45950.4 | 45307.1 | 45280.7 | 1574.59 | 0 | 0 | 44.9838 | 0 | 45235.8 | 950 | 44221.5 | 44000.4102
3609 | 1989-05-31 08:00 | 300 | 6 | 296 | 18.3 | 4.1 | -9900 | 45.5039 | 91.1102 | 46.1115 | 0 |  | 300 | 3.8829 | 292.997 | 0.11416 | 3.8017 | 274.097 | 0.11416 | 3.7172 | 262.238 | 0 | 260.636 | 260.563 | 64505.7 | 31.3175 | 63489.1 | 61978.7 | 61824.2 | 61824.2 | 60958.6 | 60910.7 | 1570.15 | 0 | 0 | 80.8459 | 0 | 60829.9 | 949.999 | 59567.8 | 59269.9805
3610 | 1989-05-31 09:00 | 774 | 682 | 195 | 18.3 | 4.1 | -9900 | 58.0454 | 100.93 | 33.0204 | 0 |  | 774 | 571.444 | 196.141 | 0.29453 | 559.025 | 183.616 | 0.29453 | 553.612 | 175.67 | 0 | 714.697 | 714.004 | 176752 | 53.971 | 177443 | 158068 | 157009 | 157009 | 154810 | 154492 | 1549.85 | 0 | 0 | 513.348 | 0 | 153978 | 950 | 151344 | 150586.8125
3611 | 1989-05-31 10:00 | 892 | 664 | 269 | 18.9 | 6.2 | -9900 | 69.9857 | 117.649 | 20.1215 | 0 |  | 892 | 621.738 | 271.52 | 0.33943 | 603.878 | 254.09 | 0.33943 | 601.888 | 243.095 | 0 | 828.084 | 827.221 | 204785 | 56.4612 | 205576 | 181053 | 180182 | 180182 | 177659 | 177245 | 1552.83 | 0 | 0 | 685.198 | 0 | 176559 | 950 | 173412 | 172544.6094
3612 | 1989-05-31 11:00 | 958 | 726 | 247 | 18.9 | 5.7 | -9900 | 78.6708 | 160.351 | 9.1241 | 0 |  | 958 | 715.354 | 251.229 | 0.36455 | 702.277 | 235.02 | 0.36455 | 701.801 | 224.852 | 0 | 908.119 | 907.463 | 224648 | 61.0529 | 225408 | 194706 | 193748 | 193748 | 191035 | 190556 | 1557.93 | 2782.67 | 0 | 773.358 | 0 | 189783 | 950 | 183544 | 182625.8906
3613 | 1989-05-31 12:00 | 480 | 60 | 421 | 18.3 | 6.2 | -9900 | 75.56 | 224.744 | 11.1728 | 0 |  | 480 | 59.7379 | 428.357 | 0.18265 | 59.7379 | 400.601 | 0.18265 | 59.6786 | 383.269 | 0 | 434.089 | 433.877 | 107411 | 38.0008 | 107125 | 101979 | 101736 | 101736 | 100312 | 100185 | 1579.64 | 0 | 0 | 220.099 | 0 | 99965 | 949.999 | 98346.5 | 97854.7734
3614 | 1989-05-31 13:00 | 696 | 373 | 359 | 17.8 | 4.6 | -9900 | 64.7055 | 251.485 | 22.9185 | 0 |  | 696 | 342.965 | 365.28 | 0.26485 | 342.965 | 341.465 | 0.26485 | 341.477 | 326.693 | 0 | 654.806 | 654.682 | 162077 | 49.7716 | 162642 | 147787 | 147499 | 147499 | 145433 | 145171 | 1594.57 | 0 | 0 | 466.757 | 0 | 144704 | 950 | 142274 | 141562.2656
3615 | 1989-05-31 14:00 | 753 | 871 | 65 | 18.9 | 4.6 | -9900 | 52.3772 | 264.026 | 35.8631 | 0 |  | 753 | 703.127 | 66.9791 | 0.28654 | 703.127 | 62.5954 | 0.28654 | 694.851 | 59.8876 | 0 | 739.644 | 739.611 | 183105 | 55.0192 | 183868 | 163432 | 163166 | 163166 | 160882 | 160550 | 1579.42 | 0 | 0 | 563.452 | 0 | 159986 | 950 | 157227 | 156441.125
3616 | 1989-05-31 15:00 | 612 | 842 | 75 | 19.4 | 3.6 | -9900 | 39.7786 | 272.567 | 48.9361 | 0 |  | 612 | 550.636 | 77.4031 | 0.23288 | 451.549 | 72.3127 | 0.23288 | 439.324 | 69.1848 | 0 | 498.338 | 498.194 | 123338 | 44.8621 | 123384 | 112471 | 111789 | 111789 | 105800 | 105597 | 1441.71 | 0 | 0 | -316.397 | 0 | 105914 | 940.425 | 104128 | 103606.8906
3617 | 1989-05-31 16:00 | 411 | 773 | 59 | 17.8 | 5.2 | -9900 | 27.2473 | 279.813 | 61.8989 | 0 |  | 411 | 361.673 | 61.0656 | 0.1564 | 262.406 | 57.0216 | 0.1564 | 246.88 | 54.5553 | 0 | 295.407 | 295.837 | 73232.5 | 31.8582 | 72499.2 | 69728.7 | 69262.4 | 69262.4 | 64323.5 | 64224.9 | 1328.79 | 0 | 0 | -475.854 | 0 | 64700.8 | 942.408 | 63480 | 63162.5859
3618 | 1989-05-31 17:00 | 185 | 568 | 40 | 16.1 | 2.6 | -9900 | 14.9798 | 286.835 | 74.6036 | 0 |  | 185 | 148.74 | 41.4412 | 0.070398 | 47.3797 | 38.6272 | 0.070398 | 41.7083 | 36.9571 | 0 | 77.0921 | 77.2268 | 19111.2 | 20.2307 | 17849.4 | 17938.6 | 17702.6 | 17702.6 | 17259.3 | 17242.8 | 1114.06 | 0 | 0 | -41.6419 | 0 | 17284.5 | 950 | 16675 | 16591.6133
3619 | 1989-05-31 18:00 | 32 | 92 | 23 | 15.6 | 2.6 | -9900 | 3.173 | 294.272 | 86.6692 | 0 |  | 32 | 6.004 | 21.4655 | 0.012177 | 3.1969 | 19.9532 | 0.012177 | 1.9204 | 19.0911 | 0 | 20.5912 | 20.5947 | 5098.45 | 16.7016 | 4008.54 | 4123.07 | 4092.83 | 4092.83 | 4035.53 | 4035.19 | 1384.21 | 0 | 0 | 0.26367 | 0 | 4034.93 | 950 | 3838.8 | 3819.6018
3620 | 1989-05-31 19:00 | 0 | 0 | 0 | 15.6 | 3.6 | -9900
3621 | 1989-05-31 20:00 | 0 | 0 | 0 | 15.6 | 3.1 | -9900
3622 | 1989-05-31 21:00 | 0 | 0 | 0 | 15.8 | 3 | -9900
3623 | 1989-05-31 22:00 | 0 | 0 | 0 | 15.9 | 2.8 | -9900
3624 | 1989-05-31 23:00 | 0 | 0 | 0 | 16.1 | 2.7 | -9900
3625 | 1996-06-01 | 0 | 0 | 0 | 16.2 | 2.5 | 0.16
3626 | 1996-06-01 01:00 | 0 | 0 | 0 | 16.4 | 2.4 | 0.16
3627 | 1996-06-01 02:00 | 0 | 0 | 0 | 16.5 | 2.2 | 0.16
3628 | 1996-06-01 03:00 | 0 | 0 | 0 | 16.7 | 2.1 | 0.16
3629 | 1996-06-01 04:00 | 1 | 2 | 1 | 16.7 | 1.5 | 0.16 | -2.9626 | 61.2057 | 90 | 0 |  | 1 | 0 | 1.0812 | 0.00038053 | 0 | 1.0112 | 0 | 0 | 0.96744 | 0 | 0.94809 | 0.94773 | 234.623 | 16.7533 | 18.3924 | 18.3014 | 17.1102 | 17.1102 | 16.8707 | 16.8707 | 1365.49 | 0 | 0 | 4.9372e-06 | 0 | 16.8707 | 950 | 15.9991 | 15.9191
3630 | 1996-06-01 05:00 | 78 | 209 | 46 | 17.2 | 1.5 | 0.16 | 8.4872 | 69.0871 | 84.2573 | 0 |  | 78 | 21.6749 | 42.4264 | 0.029681 | 16.925 | 39.8063 | 0.029681 | 9.0464 | 38.0829 | 0 | 46.1867 | 46.1595 | 11426 | 19.7957 | 10120.4 | 10310.2 | 10226.7 | 10226.7 | 10083.5 | 10081.5 | 1377.66 | 0 | 0 | 1.8245 | 0 | 10079.6 | 950 | 9642.38 | 9594.1699
3631 | 1996-06-01 06:00 | 266 | 506 | 88 | 18.3 | 2.6 | 0.16 | 20.5285 | 76.2492 | 71.8741 | 0 |  | 266 | 157.757 | 85.4374 | 0.10122 | 150.328 | 80.0657 | 0.10122 | 133.428 | 76.6001 | 0 | 205.828 | 205.73 | 50929.9 | 29.3041 | 49727.2 | 48862 | 48674.3 | 48674.3 | 47992.9 | 47954.2 | 1488.98 | 0 | 0 | 40.2831 | 0 | 47913.9 | 950 | 46845.5 | 46611.2305
3632 | 1996-06-01 07:00 | 485 | 662 | 125 | 20 | 3.1 | 0.16 | 32.9383 | 83.2521 | 59.104 | 0 |  | 485 | 339.593 | 123.48 | 0.18456 | 329.704 | 115.666 | 0.18456 | 313.959 | 110.66 | 0 | 416.127 | 415.938 | 102964 | 41.7472 | 102606 | 96086.8 | 95355.3 | 95355.3 | 94020.2 | 93888.2 | 1528.77 | 0 | 0 | 169.988 | 0 | 93718.2 | 949.999 | 92167.4 | 91706.5781
3633 | 1996-06-01 08:00 | 688 | 749 | 153 | 21.1 | 4.6 | 0.16 | 45.5306 | 90.8575 | 46.1006 | 0 |  | 688 | 519.209 | 152.771 | 0.26181 | 508.352 | 143.061 | 0.26181 | 497.054 | 136.87 | 0 | 621.245 | 620.883 | 153699 | 51.4211 | 154148 | 138835 | 138148 | 138148 | 136213 | 135964 | 1548.48 | 0 | 0 | 388.072 | 0 | 135576 | 950 | 133302 | 132635.5625
3634 | 1996-06-01 09:00 | 851 | 800 | 173 | 21.1 | 4.6 | 0.16 | 58.0782 | 100.598 | 33.0095 | 0 |  | 851 | 668.998 | 173.936 | 0.32383 | 654.278 | 162.812 | 0.32383 | 647.947 | 155.767 | 0 | 787.639 | 786.893 | 194793 | 59.5282 | 195581 | 170024 | 168776 | 168776 | 166412 | 166040 | 1538.3 | 0 | 0 | 584.726 | 0 | 165455 | 950 | 162564 | 161751.4062
3635 | 1996-06-01 10:00 | 962 | 828 | 185 | 22.2 | 3.6 | 0.16 | 70.0465 | 117.158 | 20.095 | 0 |  | 962 | 775.258 | 186.905 | 0.36607 | 754.064 | 174.903 | 0.36607 | 751.586 | 167.335 | 0 | 900.542 | 899.78 | 222752 | 68.1866 | 223485 | 186548 | 185786 | 185786 | 183185 | 182743 | 1554.16 | 210.379 | 0 | 731.644 | 0 | 182011 | 950 | 178527 | 177634.2188
3636 | 1996-06-01 11:00 | 1012 | 839 | 190 | 22.2 | 4.6 | 0.16 | 78.8177 | 159.835 | 9.0124 | 0 |  | 1012 | 826.857 | 192.836 | 0.3851 | 811.741 | 180.391 | 0.3851 | 811.203 | 172.586 | 0 | 964.113 | 963.562 | 238536 | 69.2559 | 239173 | 198899 | 197872 | 197872 | 195102 | 194601 | 1558.82 | 4789.1 | 0 | 803.273 | 0 | 193797 | 950 | 185455 | 184528.1719
3637 | 1996-06-01 12:00 | 998 | 836 | 188 | 21.7 | 5.2 | 0.16 | 75.7232 | 225.028 | 11.0219 | 0 |  | 998 | 819.95 | 191.772 | 0.37977 | 819.95 | 179.326 | 0.37977 | 819.157 | 171.568 | 0 | 970.91 | 970.834 | 240347 | 67.8342 | 241049 | 202448 | 202149 | 202149 | 199318 | 198833 | 1610.31 | 4831.16 | 0 | 887.819 | 0 | 197945 | 950 | 189462 | 188515.1406
3638 | 1996-06-01 13:00 | 920 | 818 | 180 | 23.3 | 4.6 | 0.16 | 64.8355 | 251.768 | 22.805 | 0 |  | 920 | 752.919 | 184.366 | 0.35009 | 752.919 | 172.337 | 0.35009 | 749.685 | 164.882 | 0 | 896.275 | 896.227 | 221879 | 67.0676 | 222709 | 187705 | 187441 | 187441 | 184816 | 184390 | 1596.16 | 0 | 0 | 751.494 | 0 | 183638 | 950 | 180334 | 179432.4062
3639 | 1996-06-01 14:00 | 784 | 781 | 165 | 22.8 | 4.1 | 0.16 | 52.4959 | 264.242 | 35.7582 | 0 |  | 784 | 632.435 | 169.419 | 0.29834 | 632.435 | 158.311 | 0.29834 | 625.043 | 151.463 | 0 | 760.976 | 760.93 | 188383 | 60.8154 | 189182 | 163995 | 163730 | 163730 | 161438 | 161108 | 1590.03 | 0 | 0 | 571.341 | 0 | 160536 | 950 | 157765 | 156976.5781
3640 | 1996-06-01 15:00 | 601 | 717 | 142 | 23.3 | 3.6 | 0.16 | 39.896 | 272.74 | 48.8302 | 0 |  | 601 | 470.495 | 146.371 | 0.2287 | 387.128 | 136.698 | 0.2287 | 376.718 | 130.786 | 0 | 497.353 | 497.451 | 123154 | 48.7241 | 123158 | 110939 | 110185 | 110185 | 106100 | 105907 | 1436.5 | 0 | 0 | -447.406 | 0 | 106354 | 948.69 | 104536 | 104013.3594
3641 | 1996-06-01 16:00 | 388 | 605 | 110 | 22.8 | 2.6 | 0.16 | 27.3683 | 279.957 | 61.7879 | 0 |  | 388 | 285.505 | 113.184 | 0.14765 | 206.126 | 105.649 | 0.14765 | 194.008 | 101.08 | 0 | 289.187 | 289.445 | 71651 | 38.2818 | 70821 | 66646.4 | 65992 | 65992 | 63620.5 | 63532.2 | 1330.76 | 0 | 0 | -654.042 | 0 | 64186.2 | 950 | 62921.1 | 62606.4844
3642 | 1996-06-01 17:00 | 174 | 397 | 70 | 22.2 | 3.6 | 0.16 | 15.1076 | 286.96 | 74.4847 | 0 |  | 174 | 106.598 | 71.2969 | 0.066212 | 34.2297 | 66.5007 | 0.066212 | 30.1514 | 63.6251 | 0 | 91.901 | 91.8845 | 22742.1 | 26.8961 | 21373.2 | 21106.5 | 20920.2 | 20920.2 | 20627.3 | 20614.1 | 1274.63 | 0 | 0 | 5.8646 | 0 | 20608.3 | 950 | 19885.6 | 19786.1875
3643 | 1996-06-01 18:00 | 27 | 53 | 22 | 20.6 | 2.6 | 0.16 | 3.3097 | 294.383 | 86.5682 | 0 |  | 27 | 3.4364 | 20.9242 | 0.010274 | 1.8161 | 19.4823 | 0.010274 | 1.1069 | 18.6403 | 0 | 19.3522 | 19.3474 | 4789.72 | 21.6349 | 3713.79 | 3757.05 | 3728.23 | 3728.23 | 3676.03 | 3675.8 | 1410.02 | 0 | 0 | 0.24144 | 0 | 3675.56 | 950 | 3495.82 | 3478.3445
3644 | 1996-06-01 19:00 | 0 | 0 | 0 | 20 | 2.6 | 0.16
3645 | 1996-06-01 20:00 | 0 | 0 | 0 | 20 | 2.6 | 0.16
3646 | 1996-06-01 21:00 | 0 | 0 | 0 | 20 | 2.1 | 0.16
3647 | 1996-06-01 22:00 | 0 | 0 | 0 | 20 | 2.6 | 0.16
3648 | 1996-06-01 23:00 | 0 | 0 | 0 | 19.4 | 0 | 0.16
3649 | 1996-06-02 | 0 | 0 | 0 | 19.4 | 0 | 0.16
3650 | 1996-06-02 01:00 | 0 | 0 | 0 | 18.9 | 1.5 | 0.16
3651 | 1996-06-02 02:00 | 0 | 0 | 0 | 18.3 | 1.5 | 0.16
3652 | 1996-06-02 03:00 | 0 | 0 | 0 | 18.3 | 3.1 | 0.16
3653 | 1996-06-02 04:00 | 1 | 12 | 1 | 17.8 | 0 | 0.16 | -2.9138 | 61.0808 | 90 | 0 |  | 1 | 0 | 1.0812 | 0.00038053 | 0 | 1.0111 | 0 | 0 | 0.96739 | 0 | 0.94805 | 0.94751 | 234.568 | 17.857 | 18.3748 | 18.2963 | 17.1158 | 17.1158 | 16.8762 | 16.8762 | 1376.45 | 0 | 0 | 5.0437e-06 | 0 | 16.8762 | 950 | 16.0043 | 15.9243
3654 | 1996-06-02 05:00 | 83 | 294 | 39 | 19.4 | 0 | 0.16 | 8.5241 | 68.9571 | 84.2268 | 0 |  | 83 | 29.8322 | 35.7601 | 0.031584 | 23.2839 | 33.5681 | 0.031584 | 12.5099 | 32.1146 | 0 | 43.732 | 43.6605 | 10806.8 | 22.0286 | 9523.23 | 9615.02 | 9509.62 | 9509.62 | 9376.48 | 9374.51 | 1368.21 | 0 | 0 | 1.5055 | 0 | 9373.01 | 950 | 8963.43 | 8918.6143
3655 | 1996-06-02 06:00 | 226 | 363 | 99 | 22.2 | 1.5 | 0.16 | 20.5564 | 76.1098 | 71.8537 | 0 |  | 226 | 112.533 | 96.0327 | 0.086 | 107.259 | 89.9724 | 0.086 | 95.2197 | 86.0782 | 0 | 177.672 | 177.548 | 43953.1 | 32.1841 | 42660.9 | 41471.5 | 41325 | 41325 | 40746.4 | 40719.7 | 1501.65 | 0 | 0 | 30.2592 | 0 | 40689.4 | 950 | 39750.9 | 39552.1094
3656 | 1996-06-02 07:00 | 416 | 539 | 123 | 22.8 | 3.6 | 0.16 | 32.9602 | 83.0955 | 59.0912 | 0 |  | 416 | 276.332 | 121.492 | 0.1583 | 267.898 | 113.804 | 0.1583 | 255.109 | 108.879 | 0 | 356.708 | 356.523 | 88254.9 | 41.0214 | 87639 | 82322 | 81825.4 | 81825.4 | 80679.7 | 80581.6 | 1514.91 | 0 | 0 | 124.976 | 0 | 80456.6 | 949.999 | 79020.2 | 78625.0859
3657 | 1996-06-02 08:00 | 528 | 474 | 191 | 26.1 | 1.5 | 0.16 | 45.5504 | 90.6697 | 46.0925 | 0 |  | 528 | 326.991 | 190.139 | 0.20092 | 320.154 | 178.017 | 0.20092 | 313.041 | 170.313 | 0 | 473.688 | 473.434 | 117199 | 52.7227 | 117086 | 104892 | 104414 | 104414 | 102952 | 102813 | 1566.09 | 0 | 0 | 227.596 | 0 | 102585 | 949.999 | 100923 | 100417.9766
3658 | 1996-06-02 09:00 | 403 | 147 | 278 | 25.6 | 2.6 | 0.16 | 58.1024 | 100.351 | 33.0016 | 0 |  | 403 | 123.319 | 277.022 | 0.15335 | 120.634 | 259.202 | 0.15335 | 119.467 | 247.986 | 0 | 360.104 | 359.868 | 89088.3 | 44.8486 | 88481.1 | 81917.5 | 81568 | 81568 | 80426 | 80341.2 | 1556.14 | 0 | 0 | 140.175 | 0 | 80201 | 949.999 | 78763.2 | 78369.3594
3659 | 1996-06-02 10:00 | 722 | 541 | 215 | 23.9 | 4.6 | 0.16 | 70.0911 | 116.792 | 20.0761 | 0 |  | 722 | 505.782 | 217.614 | 0.27474 | 491.954 | 203.653 | 0.27474 | 490.341 | 194.84 | 0 | 671.478 | 670.694 | 166036 | 56.6536 | 166629 | 146726 | 146144 | 146144 | 144098 | 143825 | 1556.48 | 0 | 0 | 453.676 | 0 | 143371 | 950 | 140955 | 140250.375
3660 | 1996-06-02 11:00 | 765 | 326 | 446 | 25 | 5.2 | 0.16 | 78.9264 | 159.444 | 8.9306 | 0 |  | 765 | 320.834 | 449.224 | 0.29111 | 315.42 | 420.21 | 0.29111 | 315.214 | 402.028 | 0 | 702.898 | 702.571 | 173925 | 58.3863 | 174601 | 152806 | 152337 | 152337 | 150205 | 149915 | 1564.93 | 0 | 0 | 483.379 | 0 | 149431 | 950 | 146898 | 146163.6094
3661 | 1996-06-02 12:00 | 362 | 0 | 362 | 22.8 | 6.2 | 0.16 | 75.8441 | 225.244 | 10.9105 | 0 |  | 362 | 0 | 360.606 | 0.13775 | 0 | 337.244 | 0.13775 | 0 | 322.653 | 0 | 316.2 | 316.054 | 78244.5 | 37.1509 | 77450.2 | 73948 | 73761.2 | 73761.2 | 72728.5 | 72660.1 | 1566.83 | 0 | 0 | 115.09 | 0 | 72545 | 949.999 | 71157.4 | 70801.5859
3662 | 1996-06-02 13:00 | 614 | 252 | 386 | 23.9 | 5.7 | 0.16 | 64.9314 | 251.981 | 22.7215 | 0 |  | 614 | 231.939 | 390.78 | 0.23365 | 231.939 | 365.329 | 0.23365 | 230.951 | 349.525 | 0 | 568.866 | 568.755 | 140804 | 50.3194 | 141077 | 127876 | 127606 | 127606 | 125819 | 125622 | 1585.29 | 0 | 0 | 347.324 | 0 | 125275 | 950 | 123210 | 122594.0391
3663 | 1996-06-02 14:00 | 660 | 556 | 219 | 27.2 | 4.1 | 0.16 | 52.5834 | 264.404 | 35.681 | 0 |  | 660 | 450.48 | 224.626 | 0.25115 | 450.48 | 209.889 | 0.25115 | 445.242 | 200.81 | 0 | 633.13 | 633.039 | 156721 | 58.8261 | 157220 | 137476 | 137235 | 137235 | 135314 | 135081 | 1579.71 | 0 | 0 | 400.417 | 0 | 134681 | 950 | 132451 | 131789.1562
3664 | 1996-06-02 15:00 | 498 | 106 | 430 | 23.9 | 6.2 | 0.16 | 39.9827 | 272.868 | 48.7521 | 0 |  | 498 | 69.6853 | 442.544 | 0.1895 | 57.5298 | 413.654 | 0.1895 | 55.9905 | 395.759 | 0 | 442.714 | 442.366 | 109513 | 43.9863 | 109264 | 101524 | 101253 | 101253 | 99835.1 | 99700.2 | 1531.51 | 0 | 0 | 208.736 | 0 | 99491.4 | 949.999 | 97864 | 97374.6953
3665 | 1996-06-02 16:00 | 348 | 344 | 189 | 25 | 5.7 | 0.16 | 27.4578 | 280.065 | 61.7058 | 0 |  | 348 | 163.235 | 191.051 | 0.13242 | 117.322 | 178.448 | 0.13242 | 110.458 | 170.729 | 0 | 275.563 | 275.65 | 68236.5 | 37.8043 | 67300.3 | 63878.4 | 63523.7 | 63523.7 | 62634.3 | 62561.5 | 1362.5 | 0 | 0 | 66.9431 | 0 | 62494.6 | 950 | 61218 | 60911.8711
3666 | 1996-06-02 17:00 | 85 | 25 | 78 | 25 | 4.1 | 0.16 | 15.2021 | 287.054 | 74.3967 | 0 |  | 85 | 7.1707 | 78.3882 | 0.032345 | 2.3156 | 73.3325 | 0.032345 | 2.041 | 70.1596 | 0 | 70.7565 | 70.7194 | 17507 | 28.5331 | 16100 | 15881.1 | 15828.5 | 15828.5 | 15606.9 | 15603.5 | 1515.96 | 0 | 0 | 5.1772 | 0 | 15598.4 | 950 | 14978.8 | 14903.8711
3667 | 1996-06-02 18:00 | 32 | 75 | 26 | 25 | 4.1 | 0.16 | 3.411 | 294.466 | 86.4935 | 0 |  | 32 | 4.2133 | 24.7231 | 0.012177 | 2.2164 | 23.0142 | 0.012177 | 1.3647 | 22.0195 | 0 | 22.9166 | 22.9058 | 5670.64 | 26.1444 | 4547.84 | 4528.54 | 4499.95 | 4499.95 | 4436.95 | 4436.61 | 1469.72 | 0 | 0 | 0.36301 | 0 | 4436.25 | 950 | 4221.88 | 4200.7749
3668 | 1996-06-02 19:00 | 0 | 0 | 0 | 23.9 | 2.6 | 0.16
3669 | 1996-06-02 20:00 | 0 | 0 | 0 | 23.9 | 2.1 | 0.16
3670 | 1996-06-02 21:00 | 0 | 0 | 0 | 22.2 | 2.6 | 0.16
3671 | 1996-06-02 22:00 | 0 | 0 | 0 | 21.1 | 2.1 | 0.16
3672 | 1996-06-02 23:00 | 0 | 0 | 0 | 21.7 | 1.5 | 0.16
3673 | 1996-06-03 | 0 | 0 | 0 | 20.6 | 0 | 0.16
3674 | 1996-06-03 01:00 | 0 | 0 | 0 | 19.4 | 1.5 | 0.16
3675 | 1996-06-03 02:00 | 0 | 0 | 0 | 19.4 | 0 | 0.16
3676 | 1996-06-03 03:00 | 0 | 0 | 0 | 18.9 | 2.1 | 0.16
3677 | 1996-06-03 04:00 | 1 | 0 | 1 | 18.9 | 2.1 | 0.16 | -2.87 | 60.9602 | 90 | 0 |  | 1 | 0 | 1.0811 | 0.00038053 | 0 | 1.0111 | 0 | 0 | 0.96735 | 0 | 0.948 | 0.94747 | 234.562 | 18.9518 | 18.3781 | 18.3115 | 17.1291 | 17.1291 | 16.8893 | 16.8893 | 1366.59 | 0 | 0 | 4.9559e-06 | 0 | 16.8893 | 950 | 16.0168 | 15.9367
3678 | 1996-06-03 05:00 | 65 | 68 | 54 | 19.4 | 0 | 0.16 | 8.5563 | 68.832 | 84.2007 | 0 |  | 65 | 7.4637 | 51.4258 | 0.024734 | 5.8225 | 48.1741 | 0.024734 | 3.142 | 46.0891 | 0 | 48.2465 | 48.246 | 11943.5 | 22.3046 | 10616.9 | 10722 | 10670.4 | 10670.4 | 10521 | 10519.4 | 1509.23 | 0 | 0 | 2.3261 | 0 | 10517 | 950 | 10060.7 | 10010.3555
3679 | 1996-06-03 06:00 | 237 | 329 | 121 | 21.1 | 3.1 | 0.16 | 20.5799 | 75.9758 | 71.8374 | 0 |  | 237 | 102.763 | 117.384 | 0.090186 | 97.9485 | 109.966 | 0.090186 | 86.9681 | 105.206 | 0 | 188.331 | 188.133 | 46573.7 | 30.9365 | 45310.2 | 44269 | 44122.4 | 44122.4 | 43504.6 | 43475.6 | 1516.66 | 0 | 0 | 36.2965 | 0 | 43439.3 | 950 | 42456.6 | 42244.2656
3680 | 1996-06-03 07:00 | 453 | 501 | 180 | 22.2 | 3.6 | 0.16 | 32.9779 | 82.9451 | 59.0822 | 0 |  | 453 | 257.415 | 177.292 | 0.17238 | 249.559 | 166.025 | 0.17238 | 237.651 | 158.84 | 0 | 388.561 | 388.43 | 96154.6 | 42.0522 | 95673.6 | 89526.2 | 89047.6 | 89047.6 | 87800.6 | 87686 | 1517.5 | 0 | 0 | 149.724 | 0 | 87536.2 | 949.999 | 86052 | 85621.75
3681 | 1996-06-03 08:00 | 659 | 606 | 227 | 22.8 | 3.6 | 0.16 | 45.5659 | 90.4895 | 46.0882 | 0 |  | 659 | 419.093 | 225.703 | 0.25077 | 410.517 | 211.307 | 0.25077 | 401.399 | 202.163 | 0 | 591.491 | 591.3 | 146378 | 53.0206 | 146727 | 131297 | 130663 | 130663 | 128834 | 128613 | 1558.32 | 0 | 0 | 353.177 | 0 | 128260 | 950 | 126126 | 125495.375
3682 | 1996-06-03 09:00 | 827 | 670 | 259 | 24.4 | 5.2 | 0.16 | 58.1219 | 100.114 | 32.9976 | 0 |  | 827 | 560.27 | 259.57 | 0.3147 | 548.198 | 242.971 | 0.3147 | 542.897 | 232.456 | 0 | 759.846 | 759.366 | 187979 | 60.4853 | 188740 | 163488 | 162429 | 162429 | 160154 | 159811 | 1546.91 | 0 | 0 | 546.856 | 0 | 159264 | 950 | 156512 | 155729.6719
3683 | 1996-06-03 10:00 | 941 | 706 | 278 | 25 | 4.6 | 0.16 | 70.1301 | 116.438 | 20.0618 | 0 |  | 941 | 661.304 | 280.351 | 0.35808 | 643.225 | 262.351 | 0.35808 | 641.118 | 250.999 | 0 | 874.275 | 873.233 | 216175 | 67.6447 | 216949 | 181727 | 181020 | 181020 | 178484 | 178065 | 1562.15 | 0 | 0 | 693.268 | 0 | 177372 | 950 | 174207 | 173335.7031
3684 | 1996-06-03 11:00 | 992 | 720 | 286 | 23.3 | 5.7 | 0.16 | 79.0279 | 159.05 | 8.8558 | 0 |  | 992 | 709.951 | 290.077 | 0.37749 | 697.97 | 271.359 | 0.37749 | 697.522 | 259.618 | 0 | 937.997 | 937.41 | 232058 | 66.844 | 232769 | 195922 | 195199 | 195199 | 192465 | 191980 | 1563.11 | 3062.71 | 0 | 785.586 | 0 | 191195 | 950 | 184643 | 183719.3438
3685 | 1996-06-03 12:00 | 978 | 716 | 284 | 22.8 | 5.7 | 0.16 | 75.9607 | 225.443 | 10.803 | 0 |  | 978 | 702.3 | 289.422 | 0.37216 | 702.3 | 270.638 | 0.37216 | 701.647 | 258.929 | 0 | 941.364 | 941.219 | 233016 | 66.5209 | 233780 | 197515 | 197211 | 197211 | 194449 | 193984 | 1602.19 | 2361.04 | 0 | 840.753 | 0 | 193143 | 950 | 187248 | 186311.7031
3686 | 1996-06-03 13:00 | 899 | 694 | 271 | 23.3 | 6.7 | 0.16 | 65.0249 | 252.181 | 22.6397 | 0 |  | 899 | 638.742 | 276.959 | 0.3421 | 638.742 | 258.887 | 0.3421 | 636.04 | 247.687 | 0 | 866.053 | 865.957 | 214381 | 61.7356 | 215237 | 185836 | 185558 | 185558 | 182957 | 182539 | 1594.6 | 0 | 0 | 736.006 | 0 | 181803 | 950 | 178541 | 177648.6562
3687 | 1996-06-03 14:00 | 760 | 647 | 246 | 23.3 | 5.7 | 0.16 | 52.6693 | 264.555 | 35.6049 | 0 |  | 760 | 524.947 | 251.665 | 0.2892 | 524.947 | 235.165 | 0.2892 | 518.874 | 224.992 | 0 | 728.988 | 728.882 | 180449 | 57.1576 | 181196 | 159605 | 159330 | 159330 | 157098 | 156787 | 1591.79 | 0 | 0 | 536.979 | 0 | 156250 | 950 | 153573 | 152804.7031
3688 | 1996-06-03 15:00 | 574 | 568 | 208 | 22.8 | 4.1 | 0.16 | 40.0678 | 272.989 | 48.6751 | 0 |  | 574 | 374.981 | 212.224 | 0.21842 | 310.045 | 198.251 | 0.21842 | 301.788 | 189.675 | 0 | 481.634 | 482.022 | 119332 | 46.8814 | 119261 | 108709 | 108048 | 108048 | 105550 | 105369 | 1449.75 | 0 | 0 | -678.748 | 0 | 106047 | 950 | 104256 | 103734.6328
3689 | 1996-06-03 16:00 | 358 | 438 | 156 | 22.2 | 4.1 | 0.16 | 27.5456 | 280.166 | 61.625 | 0 |  | 358 | 207.313 | 158.869 | 0.13623 | 148.828 | 148.343 | 0.13623 | 140.164 | 141.927 | 0 | 276.45 | 276.479 | 68439.3 | 36.0126 | 67521.2 | 64406.4 | 64036 | 64036 | 63117.3 | 63036.4 | 1336.33 | 0 | 0 | 41.6019 | 0 | 62994.8 | 950 | 61722.8 | 61414.1602
3690 | 1996-06-03 17:00 | 153 | 227 | 93 | 21.7 | 3.1 | 0.16 | 15.2946 | 287.141 | 74.3104 | 0 |  | 153 | 61.4299 | 93.7919 | 0.058221 | 19.8889 | 87.5484 | 0.058221 | 17.5401 | 83.7621 | 0 | 99.2762 | 99.2921 | 24577.9 | 26.8915 | 23164.6 | 22959.6 | 22821.3 | 22821.3 | 22501.8 | 22492 | 1412.84 | 0 | 0 | 9.6385 | 0 | 22482.3 | 950 | 21705.1 | 21596.5605
3691 | 1996-06-03 18:00 | 24 | 11 | 23 | 20.6 | 3.6 | 0.16 | 3.5097 | 294.542 | 86.4204 | 0 |  | 24 | 0.71682 | 23.4889 | 0.0091327 | 0.37489 | 21.9975 | 0.0091327 | 0.23309 | 21.0455 | 0 | 20.853 | 20.8425 | 5159.82 | 21.6652 | 4061.55 | 4109.08 | 4081.14 | 4081.14 | 4024 | 4023.79 | 1552.76 | 0 | 0 | 0.35192 | 0 | 4023.44 | 950 | 3828.08 | 3808.9355
3692 | 1996-06-03 19:00 | 0 | 0 | 0 | 19.4 | 2.6 | 0.16
3693 | 1996-06-03 20:00 | 0 | 0 | 0 | 18.9 | 2.6 | 0.16
3694 | 1996-06-03 21:00 | 0 | 0 | 0 | 18.9 | 2.6 | 0.16
3695 | 1996-06-03 22:00 | 0 | 0 | 0 | 18.3 | 3.1 | 0.16
3696 | 1996-06-03 23:00 | 0 | 0 | 0 | 18.3 | 2.6 | 0.16
3697 | 1996-06-04 | 0 | 0 | 0 | 17.8 | 2.6 | 0.16
3698 | 1996-06-04 01:00 | 0 | 0 | 0 | 17.8 | 2.6 | 0.16
3699 | 1996-06-04 02:00 | 0 | 0 | 0 | 17.8 | 2.6 | 0.16
3700 | 1996-06-04 03:00 | 0 | 0 | 0 | 17.8 | 2.1 | 0.16
3701 | 1996-06-04 04:00 | 0 | 0 | 0 | 17.8 | 2.6 | 0.16
3702 | 1996-06-04 05:00 | 25 | 0 | 25 | 18.3 | 3.1 | 0.16 | 8.5839 | 68.7117 | 84.1789 | 0 |  | 25 | 0 | 24.9714 | 0.0095133 | 0 | 23.348 | 0.0095133 | 0 | 22.3379 | 0 | 21.8912 | 21.8854 | 5417.98 | 19.4443 | 4305.84 | 4390.44 | 4361.26 | 4361.26 | 4300.2 | 4299.96 | 1542.87 | 0 | 0 | 0.39637 | 0 | 4299.56 | 950 | 4091.69 | 4071.2292
3703 | 1996-06-04 06:00 | 69 | 0 | 69 | 18.3 | 2.6 | 0.16 | 20.5991 | 75.8472 | 71.8251 | 0 |  | 69 | 0 | 68.3869 | 0.026257 | 0 | 63.9593 | 0.026257 | 0 | 61.1921 | 0 | 59.9683 | 59.9439 | 14839.9 | 21.5063 | 13461.7 | 13638 | 13587.3 | 13587.3 | 13397.1 | 13394.8 | 1566.99 | 0 | 0 | 3.929 | 0 | 13390.8 | 950 | 12837.4 | 12773.2148
3704 | 1996-06-04 07:00 | 475 | 624 | 135 | 18.9 | 2.6 | 0.16 | 32.9915 | 82.801 | 59.077 | 0 |  | 475 | 320.522 | 133.308 | 0.18075 | 310.741 | 124.864 | 0.18075 | 295.919 | 119.46 | 0 | 407.071 | 406.885 | 100723 | 40.6634 | 100325 | 94361.2 | 93777.5 | 93777.5 | 92464.6 | 92337.8 | 1518.46 | 0 | 0 | 165.412 | 0 | 92172.4 | 949.999 | 90637.1 | 90183.8984
3705 | 1996-06-04 08:00 | 706 | 824 | 119 | 20 | 3.1 | 0.16 | 45.5773 | 90.3168 | 46.0875 | 0 |  | 706 | 569.359 | 119.153 | 0.26865 | 557.855 | 111.571 | 0.26865 | 545.466 | 106.743 | 0 | 639.165 | 638.719 | 158112 | 53.3953 | 158617 | 141632 | 140806 | 140806 | 138834 | 138577 | 1555.37 | 0 | 0 | 405.921 | 0 | 138171 | 950 | 135848 | 135169.2188
3706 | 1996-06-04 09:00 | 869 | 867 | 133 | 21.1 | 4.1 | 0.16 | 58.137 | 99.886 | 32.9974 | 0 |  | 869 | 725.868 | 133.501 | 0.33068 | 710.227 | 124.943 | 0.33068 | 703.359 | 119.537 | 0 | 806.438 | 805.639 | 199433 | 61.349 | 200233 | 172635 | 171356 | 171356 | 168957 | 168579 | 1552.6 | 0 | 0 | 606.617 | 0 | 167973 | 950 | 165024 | 164198.7344
3707 | 1996-06-04 10:00 | 979 | 891 | 142 | 21.7 | 3.6 | 0.16 | 70.1636 | 116.096 | 20.0521 | 0 |  | 979 | 834.735 | 142.735 | 0.37254 | 813.074 | 133.553 | 0.37254 | 810.413 | 127.775 | 0 | 919.424 | 918.505 | 227378 | 68.6436 | 228084 | 189947 | 189373 | 189373 | 186722 | 186265 | 1553.69 | 955.074 | 0 | 758.665 | 0 | 185506 | 950 | 181194 | 180288.25
3708 | 1996-06-04 11:00 | 1029 | 900 | 146 | 21.7 | 4.1 | 0.16 | 79.1225 | 158.654 | 8.788 | 0 |  | 1029 | 887.812 | 146.989 | 0.39157 | 872.83 | 137.496 | 0.39157 | 872.277 | 131.547 | 0 | 983.747 | 983.042 | 243353 | 70.8119 | 243937 | 201371 | 200572 | 200572 | 197764 | 197252 | 1566.65 | 5815.94 | 0 | 825.644 | 0 | 196427 | 950 | 186994 | 186058.8438
3709 | 1996-06-04 12:00 | 1015 | 897 | 145 | 21.1 | 4.6 | 0.16 | 76.073 | 225.623 | 10.6992 | 0 |  | 1015 | 880.274 | 146.662 | 0.38624 | 880.274 | 137.148 | 0.38624 | 879.47 | 131.215 | 0 | 990.471 | 990.417 | 245194 | 69.4674 | 245837 | 204885 | 204596 | 204596 | 201731 | 201216 | 1581.84 | 6759.02 | 0 | 891.07 | 0 | 200325 | 950 | 189856 | 188907.1719
3710 | 1996-06-04 13:00 | 938 | 882 | 139 | 21.7 | 4.6 | 0.16 | 65.116 | 252.367 | 22.5596 | 0 |  | 938 | 812.536 | 141.414 | 0.35694 | 812.536 | 132.201 | 0.35694 | 809.124 | 126.481 | 0 | 916.893 | 916.874 | 226991 | 66.4759 | 227796 | 192499 | 192240 | 192240 | 189549 | 189102 | 1599.76 | 40.4007 | 0 | 793.745 | 0 | 188309 | 950 | 184853 | 183929.0156
3711 | 1996-06-04 14:00 | 804 | 851 | 128 | 21.1 | 4.6 | 0.16 | 52.7533 | 264.696 | 35.53 | 0 |  | 804 | 690.271 | 131.994 | 0.30595 | 690.271 | 123.33 | 0.30595 | 682.324 | 117.996 | 0 | 784.313 | 784.269 | 194163 | 59.4001 | 194990 | 170082 | 169814 | 169814 | 167436 | 167082 | 1592.41 | 0 | 0 | 614.302 | 0 | 166467 | 950 | 163563 | 162744.8594
3712 | 1996-06-04 15:00 | 618 | 792 | 108 | 20.6 | 4.1 | 0.16 | 40.1512 | 273.101 | 48.5993 | 0 |  | 618 | 522.397 | 111.562 | 0.23517 | 432.98 | 104.196 | 0.23517 | 421.506 | 99.6892 | 0 | 510.771 | 511.317 | 126585 | 46.145 | 126654 | 115147 | 114292 | 114292 | 109137 | 108931 | 1438.64 | 0 | 0 | -386.145 | 0 | 109317 | 945.519 | 107446 | 106908.3516
3713 | 1996-06-04 16:00 | 410 | 698 | 86 | 20 | 3.6 | 0.16 | 27.6314 | 280.26 | 61.5456 | 0 |  | 410 | 332.419 | 88.8198 | 0.15602 | 236.805 | 82.8915 | 0.15602 | 223.078 | 79.3068 | 0 | 296.337 | 296.792 | 73463.5 | 35.1687 | 72695.1 | 69086.2 | 68326.6 | 68326.6 | 64816.9 | 64721.6 | 1327.68 | 0 | 0 | -208.693 | 0 | 64930.3 | 948.696 | 63692.8 | 63374.3828
3714 | 1996-06-04 17:00 | 193 | 511 | 57 | 20 | 3.1 | 0.16 | 15.3849 | 287.222 | 74.2258 | 0 |  | 193 | 139.171 | 58.6035 | 0.073442 | 45.2937 | 54.6313 | 0.073442 | 39.9693 | 52.2693 | 0 | 90.3939 | 90.4108 | 22374.6 | 24.7271 | 21052.1 | 20877.5 | 20634.7 | 20634.7 | 20336.6 | 20319.3 | 1194.7 | 0 | 0 | -4.2293 | 0 | 20323.6 | 950 | 19632.9 | 19534.7676
3715 | 1996-06-04 18:00 | 31 | 131 | 20 | 18.9 | 2.6 | 0.16 | 3.6058 | 294.613 | 86.3491 | 0 |  | 31 | 8.0418 | 18.8711 | 0.011796 | 4.1895 | 17.5287 | 0.011796 | 2.6285 | 16.7715 | 0 | 19.012 | 18.9959 | 4702.7 | 19.9161 | 3638.86 | 3700.48 | 3673.02 | 3673.02 | 3621.32 | 3620.97 | 1313.81 | 0 | 0 | 0.17171 | 0 | 3620.8 | 942.245 | 3444.93 | 3427.7024
3716 | 1996-06-04 19:00 | 0 | 0 | 0 | 18.3 | 2.6 | 0.16
3717 | 1996-06-04 20:00 | 0 | 0 | 0 | 18.3 | 2.1 | 0.16
3718 | 1996-06-04 21:00 | 0 | 0 | 0 | 17.8 | 2.6 | 0.16
3719 | 1996-06-04 22:00 | 0 | 0 | 0 | 17.8 | 4.1 | 0.16
3720 | 1996-06-04 23:00 | 0 | 0 | 0 | 18.3 | 4.1 | 0.16
3721 | 1996-06-05 | 0 | 0 | 0 | 17.8 | 3.6 | 0.16
3722 | 1996-06-05 01:00 | 0 | 0 | 0 | 17.8 | 2.6 | 0.16
3723 | 1996-06-05 02:00 | 0 | 0 | 0 | 17.8 | 3.1 | 0.16
3724 | 1996-06-05 03:00 | 0 | 0 | 0 | 17.8 | 2.6 | 0.16
3725 | 1996-06-05 04:00 | 0 | 0 | 0 | 17.8 | 5.2 | 0.16
3726 | 1996-06-05 05:00 | 25 | 0 | 25 | 17.8 | 3.6 | 0.16 | 8.607 | 68.5964 | 84.1613 | 0 |  | 25 | 0 | 24.9723 | 0.0095133 | 0 | 23.3489 | 0.0095133 | 0 | 22.3387 | 0 | 21.892 | 21.8856 | 5418.12 | 18.9185 | 4305.95 | 4398.7 | 4369.25 | 4369.25 | 4308.08 | 4307.83 | 1546.68 | 0 | 0 | 0.39988 | 0 | 4307.43 | 950 | 4099.19 | 4078.6921
3727 | 1996-06-05 06:00 | 75 | 0 | 75 | 18.3 | 3.6 | 0.16 | 20.6141 | 75.7242 | 71.8168 | 0 |  | 75 | 0 | 74.2764 | 0.02854 | 0 | 69.4701 | 0.02854 | 0 | 66.4644 | 0 | 65.1351 | 65.113 | 16119.5 | 21.6278 | 14725.9 | 14912.5 | 14857.5 | 14857.5 | 14649.5 | 14646.7 | 1556.61 | 0 | 0 | 4.6486 | 0 | 14642 | 950 | 14051.3 | 13981.0078
3728 | 1996-06-05 07:00 | 128 | 0 | 128 | 18.3 | 3.6 | 0.16 | 33.001 | 82.6633 | 59.0755 | 0 |  | 128 | 0 | 126.742 | 0.048708 | 0 | 118.547 | 0.048708 | 0 | 113.418 | 0 | 111.149 | 111.081 | 27499.8 | 23.9772 | 26072.5 | 26168.1 | 26087 | 26087 | 25721.8 | 25713.2 | 1561.85 | 0 | 0 | 14.4357 | 0 | 25698.8 | 950 | 24880.6 | 24756.2207
3729 | 1996-06-05 08:00 | 209 | 0 | 209 | 18.3 | 4.1 | 0.16 | 45.5847 | 90.1519 | 46.0903 | 0 |  | 209 | 0 | 207.053 | 0.079531 | 0 | 193.675 | 0.079531 | 0 | 185.295 | 0 | 181.589 | 181.463 | 44923.3 | 27.3657 | 43635.7 | 43239.3 | 43131.3 | 43131.3 | 42527.5 | 42504.3 | 1570.22 | 0 | 0 | 39.8009 | 0 | 42464.5 | 950 | 41504 | 41296.4453
3730 | 1996-06-05 09:00 | 252 | 0 | 252 | 18.9 | 4.1 | 0.16 | 58.1478 | 99.6683 | 33.0009 | 0 |  | 252 | 0 | 250.018 | 0.095894 | 0 | 233.857 | 0.095894 | 0 | 223.739 | 0 | 219.264 | 219.172 | 54258.9 | 29.8496 | 53091.2 | 52116.7 | 51985.8 | 51985.8 | 51258 | 51224.1 | 1567.56 | 0 | 0 | 57.2016 | 0 | 51166.9 | 950 | 50037.4 | 49787.2227
3731 | 1996-06-05 10:00 | 282 | 0 | 282 | 19.4 | 5.2 | 0.16 | 70.1917 | 115.766 | 20.0468 | 0 |  | 282 | 0 | 280.174 | 0.10731 | 0 | 262.053 | 0.10731 | 0 | 250.715 | 0 | 245.701 | 245.56 | 60791.3 | 31.0691 | 59717.8 | 58356.9 | 58216.8 | 58216.8 | 57401.8 | 57358.1 | 1542.69 | 0 | 0 | 70.8265 | 0 | 57287.3 | 950 | 56065.5 | 55785.1406
3732 | 1996-06-05 11:00 | 714 | 338 | 383 | 19.4 | 4.1 | 0.16 | 79.2099 | 158.257 | 8.7271 | 0 |  | 714 | 332.758 | 385.898 | 0.2717 | 327.142 | 360.973 | 0.2717 | 326.937 | 345.355 | 0 | 658.846 | 658.531 | 163023 | 52.2996 | 163590 | 146938 | 146445 | 146445 | 144394 | 144130 | 1582.69 | 0 | 0 | 453.152 | 0 | 143677 | 950 | 141257 | 140551.0312
3733 | 1996-06-05 12:00 | 881 | 551 | 347 | 20.6 | 5.2 | 0.16 | 76.1809 | 225.784 | 10.5991 | 0 |  | 881 | 540.229 | 352.622 | 0.33525 | 540.229 | 329.741 | 0.33525 | 539.745 | 315.475 | 0 | 838.115 | 837.958 | 207452 | 60.4199 | 208311 | 180896 | 180606 | 180606 | 178077 | 177691 | 1610.86 | 0 | 0 | 707.513 | 0 | 176984 | 950 | 173835 | 172965.3594
3734 | 1996-06-05 13:00 | 863 | 831 | 109 | 20.6 | 3.6 | 0.16 | 65.2046 | 252.539 | 22.4812 | 0 |  | 863 | 766.656 | 111.224 | 0.3284 | 766.656 | 103.977 | 0.3284 | 763.461 | 99.4789 | 0 | 845.681 | 845.608 | 209347 | 63.818 | 210207 | 179805 | 179541 | 179541 | 177028 | 176639 | 1596.38 | 0 | 0 | 693.624 | 0 | 175945 | 950 | 172822 | 171957.625
3735 | 1996-06-05 14:00 | 741 | 669 | 209 | 20.6 | 3.6 | 0.16 | 52.8354 | 264.827 | 35.4563 | 0 |  | 741 | 543.136 | 214.511 | 0.28197 | 543.136 | 200.434 | 0.28197 | 536.914 | 191.764 | 0 | 714.104 | 714.092 | 176786 | 57.0964 | 177502 | 156387 | 156116 | 156116 | 153930 | 153632 | 1593.32 | 0 | 0 | 520.52 | 0 | 153111 | 950 | 150503 | 149750.8281
3736 | 1996-06-05 15:00 | 555 | 539 | 207 | 20.6 | 3.6 | 0.16 | 40.2328 | 273.205 | 48.5247 | 0 |  | 555 | 356.383 | 211.186 | 0.21119 | 296.009 | 197.281 | 0.21119 | 288.201 | 188.747 | 0 | 467.41 | 467.834 | 115820 | 44.5104 | 115693 | 106524 | 105967 | 105967 | 103736 | 103557 | 1436.17 | 0 | 0 | -520.841 | 0 | 104078 | 950 | 102324 | 101812.1484
3737 | 1996-06-05 16:00 | 294 | 161 | 219 | 19.4 | 3.6 | 0.16 | 27.7154 | 280.346 | 61.4677 | 0 |  | 294 | 76.9267 | 220.244 | 0.11188 | 54.7324 | 205.753 | 0.11188 | 51.5747 | 196.853 | 0 | 243.459 | 243.517 | 60284.2 | 31.8458 | 59210 | 57631.5 | 57359.6 | 57359.6 | 56556.5 | 56507 | 1450.88 | 0 | 0 | 62.9056 | 0 | 56444.1 | 950 | 55247.3 | 54971.0312
3738 | 1996-06-05 17:00 | 137 | 65 | 120 | 18.9 | 3.1 | 0.16 | 15.4729 | 287.296 | 74.143 | 0 |  | 137 | 17.3882 | 121.621 | 0.052133 | 5.6923 | 113.703 | 0.052133 | 5.0253 | 108.784 | 0 | 111.533 | 111.511 | 27604.7 | 24.7303 | 26178.4 | 26198.8 | 26107.4 | 26107.4 | 25741.9 | 25732.7 | 1529.07 | 0 | 0 | 14.2421 | 0 | 25718.4 | 950 | 24893.8 | 24769.3516
3739 | 1996-06-05 18:00 | 11 | 0 | 11 | 17.8 | 2.6 | 0.16 | 3.6991 | 294.677 | 86.2752 | 0 |  | 11 | 0 | 11.0011 | 0.0041858 | 0 | 10.2987 | 0.0041858 | 0 | 9.853 | 0 | 9.656 | 9.6503 | 2389.03 | 18.3162 | 1491.52 | 1515.61 | 1506.36 | 1506.36 | 1485.28 | 1485.24 | 1511.78 | 0 | 0 | 0.04647 | 0 | 1485.2 | 950 | 1410.18 | 1403.1271
3740 | 1996-06-05 19:00 | 0 | 0 | 0 | 17.8 | 3.1 | 0.16
3741 | 1996-06-05 20:00 | 0 | 0 | 0 | 17.8 | 2.6 | 0.16
3742 | 1996-06-05 21:00 | 0 | 0 | 0 | 17.8 | 2.1 | 0.16
3743 | 1996-06-05 22:00 | 0 | 0 | 0 | 17.8 | 3.1 | 0.16
3744 | 1996-06-05 23:00 | 0 | 0 | 0 | 17.2 | 1.5 | 0.16
3745 | 1996-06-06 | 0 | 0 | 0 | 17.2 | 3.1 | 0.16
3746 | 1996-06-06 01:00 | 0 | 0 | 0 | 17.2 | 3.1 | 0.16
3747 | 1996-06-06 02:00 | 0 | 0 | 0 | 17.2 | 3.6 | 0.16
3748 | 1996-06-06 03:00 | 0 | 0 | 0 | 17.2 | 2.1 | 0.16
3749 | 1996-06-06 04:00 | 0 | 0 | 0 | 16.7 | 2.1 | 0.16
3750 | 1996-06-06 05:00 | 25 | 0 | 25 | 16.7 | 1.5 | 0.16 | 8.6256 | 68.4861 | 84.1481 | 0 |  | 25 | 0 | 24.973 | 0.0095133 | 0 | 23.3496 | 0.0095133 | 0 | 22.3394 | 0 | 21.8926 | 21.8858 | 5418.16 | 17.9307 | 4305.96 | 4413.45 | 4384.02 | 4384.02 | 4322.65 | 4322.41 | 1563.16 | 0 | 0 | 0.40535 | 0 | 4322 | 950 | 4113.1 | 4092.5369
3751 | 1996-06-06 06:00 | 68 | 0 | 68 | 17.2 | 2.6 | 0.16 | 20.6249 | 75.6068 | 71.8123 | 0 |  | 68 | 0 | 67.4046 | 0.025876 | 0 | 63.0403 | 0.025876 | 0 | 60.3128 | 0 | 59.1065 | 59.0819 | 14626.6 | 20.3602 | 13251.3 | 13482.5 | 13428.6 | 13428.6 | 13240.6 | 13238.4 | 1573.26 | 0 | 0 | 3.8508 | 0 | 13234.6 | 950 | 12686 | 12622.5615
3752 | 1996-06-06 07:00 | 122 | 0 | 122 | 17.8 | 2.1 | 0.16 | 33.0065 | 82.5322 | 59.0775 | 0 |  | 122 | 0 | 120.827 | 0.046425 | 0 | 113.012 | 0.046425 | 0 | 108.123 | 0 | 105.96 | 105.932 | 26224.5 | 23.5965 | 24794.1 | 24920.6 | 24841.5 | 24841.5 | 24493.7 | 24485.9 | 1565.19 | 0 | 0 | 13.1152 | 0 | 24472.8 | 950 | 23671.3 | 23552.9648
3753 | 1996-06-06 08:00 | 170 | 0 | 170 | 18.3 | 3.6 | 0.16 | 45.588 | 89.995 | 46.0966 | 0 |  | 170 | 0 | 168.487 | 0.06469 | 0 | 157.593 | 0.06469 | 0 | 150.774 | 0 | 147.759 | 147.706 | 36567 | 25.8491 | 35194.3 | 35073.6 | 34979.1 | 34979.1 | 34489.3 | 34474.2 | 1575.23 | 0 | 0 | 26.0584 | 0 | 34448.1 | 950 | 33584.9 | 33416.9766
3754 | 1996-06-06 09:00 | 248 | 0 | 248 | 18.9 | 4.1 | 0.16 | 58.1542 | 99.4609 | 33.008 | 0 |  | 248 | 0 | 246.047 | 0.094371 | 0 | 230.142 | 0.094371 | 0 | 220.185 | 0 | 215.781 | 215.752 | 53412.3 | 29.6788 | 52233 | 51306.8 | 51181.3 | 51181.3 | 50464.7 | 50431.7 | 1564.68 | 0 | 0 | 55.2728 | 0 | 50376.4 | 950 | 49262.7 | 49016.3984
3755 | 1996-06-06 10:00 | 972 | 763 | 256 | 19.4 | 3.6 | 0.16 | 70.2145 | 115.45 | 20.0458 | 0 |  | 972 | 713.863 | 258.401 | 0.36988 | 696 | 241.815 | 0.36988 | 693.723 | 231.351 | 0 | 906.573 | 905.373 | 224128 | 65.6724 | 224867 | 190038 | 189378 | 189378 | 186727 | 186266 | 1558.6 | 851.618 | 0 | 753.533 | 0 | 185512 | 950 | 181305 | 180398.0625
3756 | 1996-06-06 11:00 | 1020 | 890 | 147 | 20.6 | 3.1 | 0.16 | 79.2902 | 157.861 | 8.673 | 0 |  | 1020 | 877.519 | 147.949 | 0.38814 | 862.711 | 138.394 | 0.38814 | 862.177 | 132.406 | 0 | 974.692 | 974.035 | 241122 | 71.5272 | 241734 | 198841 | 198053 | 198053 | 195280 | 194790 | 1575.8 | 4416.16 | 0 | 813.988 | 0 | 193976 | 950 | 186003 | 185072.875
3757 | 1996-06-06 12:00 | 1007 | 888 | 146 | 20 | 4.6 | 0.16 | 76.2846 | 225.926 | 10.5029 | 0 |  | 1007 | 870.926 | 147.627 | 0.38319 | 870.926 | 138.05 | 0.38319 | 870.159 | 132.078 | 0 | 982.192 | 982.154 | 243151 | 67.9639 | 243819 | 204629 | 204347 | 204347 | 201486 | 200984 | 1601.95 | 6485.88 | 0 | 901.236 | 0 | 200083 | 950 | 189894 | 188944.7188
3758 | 1996-06-06 13:00 | 932 | 873 | 140 | 20.6 | 4.1 | 0.16 | 65.2908 | 252.698 | 22.4045 | 0 |  | 932 | 805.178 | 142.388 | 0.35465 | 805.178 | 133.112 | 0.35465 | 801.846 | 127.353 | 0 | 910.615 | 910.577 | 225429 | 66.0916 | 226245 | 191535 | 191253 | 191253 | 188572 | 188130 | 1597.3 | 0 | 0 | 784.043 | 0 | 187346 | 950 | 183953 | 183033.2812
3759 | 1996-06-06 14:00 | 721 | 724 | 143 | 19.4 | 3.6 | 0.16 | 52.9157 | 264.948 | 35.3839 | 0 |  | 721 | 590.003 | 147.161 | 0.27436 | 590.003 | 137.506 | 0.27436 | 583.276 | 131.558 | 0 | 700.538 | 700.488 | 173418 | 55.201 | 174104 | 154642 | 154374 | 154374 | 152212 | 151922 | 1594.65 | 0 | 0 | 509.028 | 0 | 151413 | 950 | 148842 | 148097.875
3760 | 1996-06-06 15:00 | 556 | 640 | 143 | 19.4 | 3.6 | 0.16 | 40.3127 | 273.301 | 48.4514 | 0 |  | 556 | 422.865 | 147.314 | 0.21158 | 351.971 | 137.581 | 0.21158 | 342.73 | 131.63 | 0 | 464.873 | 465.149 | 115155 | 43.1732 | 115032 | 106238 | 105720 | 105720 | 102356 | 102181 | 1447.99 | 0 | 0 | -676.804 | 0 | 102858 | 950 | 101109 | 100603.6328
3761 | 1996-06-06 16:00 | 367 | 479 | 144 | 18.9 | 3.6 | 0.16 | 27.7974 | 280.426 | 61.3912 | 0 |  | 367 | 228.667 | 146.762 | 0.13966 | 162.884 | 137.034 | 0.13966 | 153.533 | 131.108 | 0 | 278.948 | 278.869 | 69031.7 | 33.1526 | 68131.3 | 65644.7 | 64998.1 | 64998.1 | 63821.8 | 63737.3 | 1334.11 | 0 | 0 | -40.4334 | 0 | 63777.7 | 950 | 62506 | 62193.4844
3762 | 1996-06-06 17:00 | 167 | 327 | 79 | 18.3 | 3.1 | 0.16 | 15.5587 | 287.364 | 74.0621 | 0 |  | 167 | 89.9708 | 80.3258 | 0.063548 | 29.5159 | 74.9308 | 0.063548 | 26.0728 | 71.6907 | 0 | 95.8082 | 95.7361 | 23695.6 | 23.3055 | 22305.6 | 22366.1 | 22195.3 | 22195.3 | 21884.6 | 21872.1 | 1326.09 | 0 | 0 | 7.6621 | 0 | 21864.4 | 950 | 21109.3 | 21003.7773
3763 | 1996-06-06 18:00 | 32 | 43 | 28 | 17.8 | 3.1 | 0.16 | 3.7897 | 294.735 | 86.2013 | 0 |  | 32 | 3.0424 | 27.079 | 0.012177 | 1.5675 | 25.2366 | 0.012177 | 0.99993 | 24.1456 | 0 | 24.6426 | 24.6254 | 6096.38 | 19.0875 | 4951.68 | 5056.96 | 5025.73 | 5025.73 | 4955.36 | 4954.98 | 1478.94 | 0 | 0 | 0.47483 | 0 | 4954.5 | 950 | 4717.06 | 4693.4746
3764 | 1996-06-06 19:00 | 0 | 0 | 0 | 17.2 | 2.6 | 0.16
3765 | 1996-06-06 20:00 | 0 | 0 | 0 | 17.2 | 2.1 | 0.16
3766 | 1996-06-06 21:00 | 0 | 0 | 0 | 17.8 | 2.6 | 0.16
3767 | 1996-06-06 22:00 | 0 | 0 | 0 | 17.2 | 2.1 | 0.16
3768 | 1996-06-06 23:00 | 0 | 0 | 0 | 17.2 | 2.6 | 0.16
3769 | 1996-06-07 | 0 | 0 | 0 | 17.2 | 1.5 | 0.16
3770 | 1996-06-07 01:00 | 0 | 0 | 0 | 17.2 | 0 | 0.16
3771 | 1996-06-07 02:00 | 0 | 0 | 0 | 17.8 | 2.6 | 0.16
3772 | 1996-06-07 03:00 | 0 | 0 | 0 | 17.8 | 2.1 | 0.16
3773 | 1996-06-07 04:00 | 1 | 0 | 1 | 17.8 | 1.5 | 0.16 | -2.7442 | 60.5227 | 90 | 0 |  | 1 | 0 | 1.081 | 0.00038053 | 0 | 1.011 | 0 | 0 | 0.96721 | 0 | 0.94787 | 0.94781 | 234.643 | 17.8533 | 18.4061 | 18.3275 | 17.1292 | 17.1292 | 16.8893 | 16.8893 | 1348.08 | 0 | 0 | 4.8068e-06 | 0 | 16.8893 | 950 | 16.0168 | 15.9367
3774 | 1996-06-07 05:00 | 31 | 0 | 31 | 17.8 | 1.5 | 0.16 | 8.6398 | 68.3809 | 84.139 | 0 |  | 31 | 0 | 30.8049 | 0.011796 | 0 | 28.8075 | 0.011796 | 0 | 27.5612 | 0 | 27.0099 | 26.992 | 6682.25 | 19.3178 | 5510.61 | 5624.55 | 5593.99 | 5593.99 | 5515.67 | 5515.27 | 1554.02 | 0 | 0 | 0.65907 | 0 | 5514.62 | 950 | 5253.14 | 5226.8711
3775 | 1996-06-07 06:00 | 91 | 0 | 91 | 18.3 | 2.6 | 0.16 | 20.6315 | 75.4952 | 71.8116 | 0 |  | 91 | 0 | 89.9354 | 0.034628 | 0 | 84.124 | 0.034628 | 0 | 80.4842 | 0 | 78.8746 | 78.8532 | 19521 | 22.5177 | 18100.1 | 18267.5 | 18207.3 | 18207.3 | 17952.4 | 17948.2 | 1561.75 | 0 | 0 | 7.0022 | 0 | 17941.2 | 950 | 17262.9 | 17176.5469
3776 | 1996-06-07 07:00 | 154 | 0 | 154 | 17.8 | 3.1 | 0.16 | 33.0081 | 82.4076 | 59.0831 | 0 |  | 154 | 0 | 152.337 | 0.058602 | 0 | 142.496 | 0.058602 | 0 | 136.331 | 0 | 133.604 | 133.551 | 33062.6 | 24.7827 | 31663.1 | 31680.5 | 31583.8 | 31583.8 | 31141.6 | 31129.2 | 1574.99 | 0 | 0 | 21.3219 | 0 | 31107.9 | 950 | 30248.2 | 30096.918
3777 | 1996-06-07 08:00 | 175 | 0 | 175 | 18.3 | 3.1 | 0.16 | 45.5875 | 89.846 | 46.1063 | 0 |  | 175 | 0 | 173.432 | 0.066593 | 0 | 162.219 | 0.066593 | 0 | 155.2 | 0 | 152.096 | 152.019 | 37634.4 | 26.2483 | 36270.9 | 36092.6 | 35993.3 | 35993.3 | 35489.4 | 35473 | 1562.77 | 0 | 0 | 27.5154 | 0 | 35445.5 | 950 | 34582.8 | 34409.8906
3778 | 1996-06-07 09:00 | 253 | 0 | 253 | 18.9 | 3.6 | 0.16 | 58.1565 | 99.2637 | 33.0184 | 0 |  | 253 | 0 | 251.004 | 0.096274 | 0 | 234.779 | 0.096274 | 0 | 224.621 | 0 | 220.129 | 220.048 | 54476 | 30.1464 | 53311.3 | 52273.4 | 52139.1 | 52139.1 | 51409.1 | 51375.1 | 1563.22 | 0 | 0 | 57.7787 | 0 | 51317.3 | 950 | 50185.2 | 49934.3125
3779 | 1996-06-07 10:00 | 980 | 931 | 105 | 20 | 5.2 | 0.16 | 70.2321 | 115.148 | 20.0489 | 0 |  | 980 | 872.275 | 105.889 | 0.37292 | 850.651 | 99.0778 | 0.37292 | 847.866 | 94.7907 | 0 | 923.804 | 922.871 | 228459 | 63.855 | 229161 | 195147 | 194440 | 194440 | 191717 | 191233 | 1560.45 | 3583.52 | 0 | 800.786 | 0 | 190432 | 950 | 183373 | 182456.5781
3780 | 1996-06-07 11:00 | 1029 | 939 | 108 | 20.6 | 4.1 | 0.16 | 79.3634 | 157.465 | 8.6256 | 0 |  | 1029 | 925.652 | 109.082 | 0.39157 | 911.333 | 102.037 | 0.39157 | 910.774 | 97.6223 | 0 | 988.228 | 987.621 | 244488 | 69.9407 | 245065 | 203147 | 202082 | 202082 | 199249 | 198732 | 1570.32 | 6410.33 | 0 | 837.071 | 0 | 197895 | 950 | 187832 | 186892.9688
3781 | 1996-06-07 12:00 | 1016 | 937 | 107 | 20.6 | 4.6 | 0.16 | 76.3838 | 226.048 | 10.4104 | 0 |  | 1016 | 919.363 | 108.584 | 0.38662 | 919.363 | 101.54 | 0.38662 | 918.567 | 97.1466 | 0 | 995.399 | 995.368 | 246420 | 69.2092 | 247049 | 206147 | 205876 | 205876 | 202993 | 202485 | 1605.13 | 7820.98 | 0 | 918.365 | 0 | 201567 | 950 | 190006 | 189055.8281
3782 | 1996-06-07 13:00 | 942 | 925 | 103 | 21.1 | 4.1 | 0.16 | 65.3745 | 252.842 | 22.3296 | 0 |  | 942 | 852.844 | 105.146 | 0.35846 | 852.844 | 98.2952 | 0.35846 | 849.34 | 94.0428 | 0 | 924.515 | 924.479 | 228870 | 67.2862 | 229666 | 193372 | 193100 | 193100 | 190396 | 189949 | 1605.83 | 75.5157 | 0 | 804.269 | 0 | 189145 | 950 | 185634 | 184705.75
3783 | 1996-06-07 14:00 | 811 | 899 | 94 | 21.1 | 3.6 | 0.16 | 52.9941 | 265.059 | 35.3128 | 0 |  | 811 | 731.777 | 96.4586 | 0.30861 | 731.777 | 90.1468 | 0.30861 | 723.473 | 86.2472 | 0 | 793.526 | 793.557 | 196459 | 61.6577 | 197294 | 170372 | 170105 | 170105 | 167722 | 167365 | 1584.53 | 0 | 0 | 612.913 | 0 | 166752 | 950 | 163842 | 163022.4688
3784 | 1996-06-07 15:00 | 634 | 854 | 81 | 20.6 | 5.7 | 0.16 | 40.3906 | 273.389 | 48.3794 | 0 |  | 634 | 566.103 | 83.4599 | 0.24126 | 472.19 | 77.9722 | 0.24126 | 459.849 | 74.5995 | 0 | 523.76 | 523.263 | 129541 | 44.9062 | 129668 | 118490 | 117892 | 117892 | 111854 | 111621 | 1430.42 | 0 | 0 | -363.024 | 0 | 111984 | 945.132 | 110056 | 109505.2266
3785 | 1996-06-07 16:00 | 426 | 773 | 64 | 20.6 | 4.1 | 0.16 | 27.8774 | 280.498 | 61.3163 | 0 |  | 426 | 371.107 | 66.3735 | 0.16211 | 263.126 | 61.9464 | 0.16211 | 248.085 | 59.2674 | 0 | 301.205 | 301.821 | 74706.6 | 35.6787 | 73996.8 | 70011.9 | 69367.8 | 69367.8 | 65042.4 | 64941.3 | 1335.43 | 0 | 0 | -184.358 | 0 | 65125.7 | 944.544 | 63916.9 | 63597.332
3786 | 1996-06-07 17:00 | 210 | 614 | 43 | 20 | 4.6 | 0.16 | 15.642 | 287.425 | 73.9831 | 0 |  | 210 | 170.672 | 44.4587 | 0.079911 | 56.218 | 41.4462 | 0.079911 | 49.6843 | 39.6542 | 0 | 87.5517 | 87.33 | 21609.6 | 24.2648 | 20350.1 | 20141.6 | 19845.1 | 19845.1 | 19337.3 | 19315.8 | 1083.24 | 0 | 0 | -65.5798 | 0 | 19381.4 | 950 | 18741.7 | 18648.002
3787 | 1996-06-07 18:00 | 38 | 239 | 18 | 19.4 | 4.1 | 0.16 | 3.8774 | 294.787 | 86.1295 | 0 |  | 38 | 15.4991 | 17.1223 | 0.01446 | 7.9503 | 15.8814 | 0.01446 | 5.1098 | 15.1955 | 0 | 19.8992 | 19.8885 | 4923.56 | 20.3936 | 3862.72 | 3919.36 | 3887.93 | 3887.93 | 3826.47 | 3825.96 | 1240.6 | 0 | 0 | 0.17294 | 0 | 3825.79 | 941.061 | 3641.63 | 3623.4204
3788 | 1996-06-07 19:00 | 0 | 0 | 0 | 19.4 | 3.1 | 0.16
3789 | 1996-06-07 20:00 | 0 | 0 | 0 | 18.9 | 3.1 | 0.16
3790 | 1996-06-07 21:00 | 0 | 0 | 0 | 18.9 | 2.6 | 0.16
3791 | 1996-06-07 22:00 | 0 | 0 | 0 | 18.9 | 2.6 | 0.16
3792 | 1996-06-07 23:00 | 0 | 0 | 0 | 18.3 | 1.5 | 0.16
3793 | 1996-06-08 | 0 | 0 | 0 | 18.3 | 2.1 | 0.16
3794 | 1996-06-08 01:00 | 0 | 0 | 0 | 18.3 | 2.1 | 0.16
3795 | 1996-06-08 02:00 | 0 | 0 | 0 | 18.3 | 2.1 | 0.16
3796 | 1996-06-08 03:00 | 0 | 0 | 0 | 18.9 | 0 | 0.16
3797 | 1996-06-08 04:00 | 1 | 0 | 1 | 18.9 | 0 | 0.16 | -2.7249 | 60.4249 | 90 | 0 |  | 1 | 0 | 1.0809 | 0.00038053 | 0 | 1.0109 | 0 | 0 | 0.96719 | 0 | 0.94785 | 0.94739 | 234.539 | 18.957 | 18.3803 | 18.3138 | 17.1189 | 17.1189 | 16.8793 | 16.8793 | 1339.99 | 0 | 0 | 4.7481e-06 | 0 | 16.8793 | 950 | 16.0073 | 15.9272
3798 | 1996-06-08 05:00 | 38 | 0 | 38 | 19.4 | 1.5 | 0.16 | 8.6495 | 68.2809 | 84.134 | 0 |  | 38 | 0 | 37.5293 | 0.01446 | 0 | 35.1034 | 0.01446 | 0 | 33.5846 | 0 | 32.9129 | 32.9057 | 8146.33 | 21.2504 | 6918.71 | 7014.8 | 6981.72 | 6981.72 | 6883.98 | 6883.35 | 1545.92 | 0 | 0 | 1.0273 | 0 | 6882.32 | 950 | 6563.31 | 6530.4917
3799 | 1996-06-08 06:00 | 219 | 92 | 187 | 19.4 | 2.6 | 0.16 | 20.6341 | 75.3893 | 71.8146 | 0 |  | 219 | 28.3119 | 187.884 | 0.083336 | 26.9923 | 175.802 | 0.083336 | 23.9718 | 168.195 | 0 | 188.324 | 188.275 | 46610.2 | 29.4704 | 45343.4 | 44567.8 | 44452.8 | 44452.8 | 43830.4 | 43804.5 | 1540.75 | 0 | 0 | 40.8171 | 0 | 43763.7 | 950 | 42778.6 | 42564.6914
3800 | 1996-06-08 07:00 | 407 | 417 | 180 | 20.6 | 1.5 | 0.16 | 33.0058 | 82.2897 | 59.0922 | 0 |  | 407 | 213.821 | 177.218 | 0.15488 | 207.39 | 165.953 | 0.15488 | 197.488 | 158.771 | 0 | 349.134 | 348.944 | 86379.9 | 40.2222 | 85727.9 | 80804.8 | 80388.1 | 80388.1 | 79262.7 | 79173.5 | 1538.99 | 0 | 0 | 127.121 | 0 | 79046.4 | 949.999 | 77618.6 | 77230.4609
3801 | 1996-06-08 08:00 | 676 | 695 | 181 | 22.2 | 3.1 | 0.16 | 45.5831 | 89.7051 | 46.1192 | 0 |  | 676 | 479.804 | 180.401 | 0.25724 | 470.447 | 168.92 | 0.25724 | 459.981 | 161.61 | 0 | 609.159 | 608.77 | 150702 | 54.0294 | 151111 | 134634 | 133955 | 133955 | 132078 | 131844 | 1548.82 | 0 | 0 | 365.991 | 0 | 131478 | 950 | 129283 | 128636.9297
3802 | 1996-06-08 09:00 | 841 | 751 | 204 | 22.2 | 4.6 | 0.16 | 58.1547 | 99.0772 | 33.0323 | 0 |  | 841 | 627.867 | 204.915 | 0.32003 | 614.911 | 191.825 | 0.32003 | 608.95 | 183.524 | 0 | 776.624 | 776.063 | 192114 | 60.0994 | 192897 | 167337 | 166268 | 166268 | 163939 | 163585 | 1560.67 | 0 | 0 | 572.769 | 0 | 163013 | 950 | 160177 | 159376.2656
3803 | 1996-06-08 10:00 | 954 | 782 | 219 | 21.7 | 6.2 | 0.16 | 70.2447 | 114.86 | 20.056 | 0 |  | 954 | 732.621 | 221.467 | 0.36303 | 714.628 | 207.257 | 0.36303 | 712.287 | 198.289 | 0 | 892.365 | 891.752 | 220754 | 62.1913 | 221508 | 190216 | 189604 | 189604 | 186949 | 186490 | 1549.91 | 1294.91 | 0 | 756.692 | 0 | 185733 | 950 | 181076 | 180170.25
3804 | 1996-06-08 11:00 | 1005 | 795 | 225 | 22.8 | 6.2 | 0.16 | 79.4295 | 157.072 | 8.5849 | 0 |  | 1005 | 783.847 | 227.512 | 0.38243 | 771.722 | 212.827 | 0.38243 | 771.252 | 203.618 | 0 | 955.373 | 954.537 | 236297 | 66.1422 | 236969 | 200080 | 199087 | 199087 | 196300 | 195798 | 1563.75 | 5209.85 | 0 | 814.516 | 0 | 194984 | 950 | 186192 | 185261
3805 | 1996-06-08 12:00 | 992 | 792 | 224 | 22.8 | 5.7 | 0.16 | 76.4786 | 226.15 | 10.3218 | 0 |  | 992 | 776.662 | 229.084 | 0.37749 | 776.662 | 214.213 | 0.37749 | 776.001 | 204.946 | 0 | 961.328 | 961.224 | 237965 | 67.4501 | 238689 | 200813 | 200519 | 200519 | 197712 | 197220 | 1589.86 | 3792.45 | 0 | 861.492 | 0 | 196358 | 950 | 188953 | 188008.7031
3806 | 1996-06-08 13:00 | 916 | 773 | 214 | 22.8 | 6.2 | 0.16 | 65.4556 | 252.972 | 22.2564 | 0 |  | 916 | 713.493 | 219.568 | 0.34857 | 713.493 | 205.232 | 0.34857 | 710.581 | 196.354 | 0 | 888.796 | 888.758 | 220030 | 63.1554 | 220867 | 189476 | 189198 | 189198 | 186549 | 186114 | 1593.05 | 0 | 0 | 763.342 | 0 | 185350 | 950 | 182006 | 181095.875
3807 | 1996-06-08 14:00 | 781 | 733 | 196 | 22.2 | 6.7 | 0.16 | 53.0704 | 265.159 | 35.243 | 0 |  | 781 | 596.971 | 201.362 | 0.29719 | 596.971 | 188.144 | 0.29719 | 590.228 | 180.006 | 0 | 754.83 | 754.789 | 186863 | 55.7014 | 187653 | 166326 | 166057 | 166057 | 163731 | 163391 | 1585.31 | 0 | 0 | 581.933 | 0 | 162809 | 950 | 159987 | 159186.5938
3808 | 1996-06-08 15:00 | 599 | 664 | 168 | 22.2 | 5.7 | 0.16 | 40.4666 | 273.468 | 48.3088 | 0 |  | 599 | 441.136 | 172.541 | 0.22794 | 369.058 | 161.155 | 0.22794 | 359.457 | 154.184 | 0 | 503.368 | 503.328 | 124605 | 45.5802 | 124624 | 114104 | 113569 | 113569 | 110095 | 109888 | 1438.41 | 0 | 0 | -1076.38 | 0 | 110964 | 950 | 109079 | 108533.5078
3809 | 1996-06-08 16:00 | 385 | 546 | 129 | 22.2 | 4.6 | 0.16 | 27.9552 | 280.563 | 61.2431 | 0 |  | 385 | 262.379 | 132.249 | 0.1465 | 186.759 | 123.465 | 0.1465 | 176.137 | 118.125 | 0 | 288.377 | 288.576 | 71430.4 | 36.2927 | 70582.1 | 67083.5 | 66640.6 | 66640.6 | 64960.1 | 64870.2 | 1335.97 | 0 | 0 | -413.3 | 0 | 65283.5 | 950 | 63999.9 | 63679.9219
3810 | 1996-06-08 17:00 | 174 | 339 | 82 | 20.6 | 4.1 | 0.16 | 15.7229 | 287.48 | 73.9061 | 0 |  | 174 | 93.9892 | 83.333 | 0.066212 | 31.115 | 77.739 | 0.066212 | 27.5166 | 74.3774 | 0 | 99.8561 | 99.8164 | 24705.2 | 25.5867 | 23316.1 | 23177.3 | 23007.7 | 23007.7 | 22685.6 | 22672.1 | 1300.53 | 0 | 0 | 8.185 | 0 | 22663.9 | 950 | 21895.6 | 21786.1523
3811 | 1996-06-08 18:00 | 28 | 40 | 25 | 20 | 4.1 | 0.16 | 3.9622 | 294.833 | 86.0598 | 0 |  | 28 | 2.3666 | 24.366 | 0.010655 | 1.2063 | 22.7192 | 0.010655 | 0.78089 | 21.7369 | 0 | 22.0674 | 22.0543 | 5459.9 | 21.1018 | 4346 | 4405.94 | 4376.63 | 4376.63 | 4315.36 | 4315.07 | 1472.15 | 0 | 0 | 0.36175 | 0 | 4314.71 | 950 | 4105.86 | 4085.3345
3812 | 1996-06-08 19:00 | 0 | 0 | 0 | 19.4 | 4.1 | 0.16
3813 | 1996-06-08 20:00 | 0 | 0 | 0 | 18.9 | 3.1 | 0.16
3814 | 1996-06-08 21:00 | 0 | 0 | 0 | 18.3 | 3.1 | 0.16
3815 | 1996-06-08 22:00 | 0 | 0 | 0 | 18.3 | 2.6 | 0.16
3816 | 1996-06-08 23:00 | 0 | 0 | 0 | 17.8 | 2.1 | 0.16
3817 | 1996-06-09 | 0 | 0 | 0 | 17.8 | 2.1 | 0.16
3818 | 1996-06-09 01:00 | 0 | 0 | 0 | 17.8 | 1.5 | 0.16
3819 | 1996-06-09 02:00 | 0 | 0 | 0 | 17.8 | 2.1 | 0.16
3820 | 1996-06-09 03:00 | 0 | 0 | 0 | 17.2 | 2.6 | 0.16
3821 | 1996-06-09 04:00 | 0 | 0 | 0 | 17.8 | 1.5 | 0.16
3822 | 1996-06-09 05:00 | 59 | 76 | 47 | 17.2 | 2.1 | 0.16 | 8.6549 | 68.1861 | 84.1331 | 0 |  | 59 | 8.1436 | 45.0278 | 0.022451 | 6.2496 | 42.1708 | 0.022451 | 3.3983 | 40.3457 | 0 | 42.8691 | 42.853 | 10608.3 | 19.5449 | 9311.53 | 9500.02 | 9449.92 | 9449.92 | 9317.62 | 9316.31 | 1506.8 | 0 | 0 | 1.7841 | 0 | 9314.52 | 950 | 8901.5 | 8856.9922
3823 | 1996-06-09 06:00 | 284 | 633 | 61 | 18.3 | 1.5 | 0.16 | 20.6327 | 75.2893 | 71.8213 | 0 |  | 284 | 197.241 | 59.4574 | 0.10807 | 188.049 | 55.7214 | 0.10807 | 166.995 | 53.3095 | 0 | 215.898 | 215.66 | 53388.5 | 30.4272 | 52224.4 | 51075.7 | 50858.6 | 50858.6 | 50146.6 | 50100.3 | 1472.99 | 0 | 0 | 39.8945 | 0 | 50060.4 | 950 | 48955.1 | 48710.3516
3824 | 1996-06-09 07:00 | 516 | 815 | 72 | 20 | 1.5 | 0.16 | 32.9998 | 82.1785 | 59.1046 | 0 |  | 516 | 418.139 | 71.94 | 0.19635 | 405.654 | 67.3623 | 0.19635 | 386.271 | 64.447 | 0 | 441.704 | 441.538 | 109300 | 44.8291 | 109059 | 100809 | 100100 | 100100 | 98698.6 | 98547.9 | 1510.27 | 0 | 0 | 180.154 | 0 | 98367.8 | 949.999 | 96756 | 96272.2422
3825 | 1996-06-09 08:00 | 715 | 878 | 88 | 21.1 | 3.1 | 0.16 | 45.575 | 89.5725 | 46.1354 | 0 |  | 715 | 607.659 | 88.3853 | 0.27208 | 595.809 | 82.7389 | 0.27208 | 582.54 | 79.1585 | 0 | 648.464 | 648.071 | 160429 | 54.9842 | 160964 | 142757 | 141930 | 141930 | 139943 | 139681 | 1551.89 | 0 | 0 | 411.642 | 0 | 139270 | 950 | 136924 | 136239.3438
3826 | 1996-06-09 09:00 | 875 | 915 | 99 | 22.2 | 4.6 | 0.16 | 58.149 | 98.9014 | 33.0493 | 0 |  | 875 | 764.775 | 99.683 | 0.33296 | 749.694 | 93.2935 | 0.33296 | 742.416 | 89.2565 | 0 | 815.039 | 814.214 | 201552 | 61.9624 | 202361 | 174037 | 172874 | 172874 | 170453 | 170067 | 1554.53 | 0 | 0 | 613.217 | 0 | 169454 | 950 | 166473 | 165640.5156
3827 | 1996-06-09 10:00 | 984 | 934 | 106 | 22.8 | 4.6 | 0.16 | 70.2523 | 114.586 | 20.0669 | 0 |  | 984 | 875.055 | 106.871 | 0.37444 | 853.565 | 99.9973 | 0.37444 | 850.766 | 95.6705 | 0 | 927.507 | 926.689 | 229404 | 68.0552 | 230099 | 192184 | 191513 | 191513 | 188831 | 188366 | 1560.04 | 2100.74 | 0 | 778.671 | 0 | 187587 | 950 | 182079 | 181168.7969
3828 | 1996-06-09 11:00 | 1034 | 942 | 109 | 23.3 | 4.1 | 0.16 | 79.4885 | 156.683 | 8.5506 | 0 |  | 1034 | 929.458 | 110.061 | 0.39347 | 915.081 | 102.954 | 0.39347 | 914.527 | 98.4991 | 0 | 992.766 | 991.934 | 245554 | 72.8561 | 246114 | 201207 | 200141 | 200141 | 197339 | 196826 | 1557.55 | 5368.94 | 0 | 820.212 | 0 | 196006 | 950 | 187031 | 186095.9375
3829 | 1996-06-09 12:00 | 1021 | 940 | 108 | 23.3 | 4.6 | 0.16 | 76.5689 | 226.231 | 10.2369 | 0 |  | 1021 | 923.194 | 109.567 | 0.38852 | 923.194 | 102.459 | 0.38852 | 922.42 | 98.0264 | 0 | 1000.04 | 999.993 | 247564 | 72.135 | 248180 | 204279 | 203999 | 203999 | 201142 | 200648 | 1612.79 | 6117.2 | 0 | 902.995 | 0 | 199745 | 950 | 189933 | 188983.5781
3830 | 1996-06-09 13:00 | 947 | 928 | 104 | 22.2 | 5.2 | 0.16 | 65.5342 | 253.087 | 22.1851 | 0 |  | 947 | 856.7 | 106.138 | 0.36036 | 856.7 | 99.2225 | 0.36036 | 853.227 | 94.93 | 0 | 929.193 | 929.15 | 230030 | 66.3534 | 230816 | 195168 | 194888 | 194888 | 192158 | 191696 | 1594.99 | 681.669 | 0 | 813.72 | 0 | 190882 | 950 | 186723 | 185789.5781
3831 | 1996-06-09 14:00 | 816 | 902 | 95 | 21.7 | 4.6 | 0.16 | 53.1447 | 265.249 | 35.1747 | 0 |  | 816 | 735.656 | 97.4578 | 0.31051 | 735.656 | 91.0809 | 0.31051 | 727.385 | 87.1408 | 0 | 798.235 | 798.251 | 197621 | 60.6829 | 198460 | 172130 | 171852 | 171852 | 169446 | 169079 | 1586.66 | 0 | 0 | 626.949 | 0 | 168452 | 950 | 165503 | 164675.4062
3832 | 1996-06-09 15:00 | 595 | 764 | 99 | 21.7 | 4.1 | 0.16 | 40.5407 | 273.539 | 48.2397 | 0 |  | 595 | 507.583 | 102.367 | 0.22642 | 425.665 | 95.6046 | 0.22642 | 414.641 | 91.4695 | 0 | 495.988 | 496.047 | 122802 | 46.4821 | 122818 | 111637 | 111131 | 111131 | 106349 | 106147 | 1430.53 | 0 | 0 | -312.91 | 0 | 106460 | 949.345 | 104631 | 104107.8984
3833 | 1996-06-09 16:00 | 400 | 674 | 83 | 21.1 | 3.6 | 0.16 | 28.0309 | 280.621 | 61.1715 | 0 |  | 400 | 324.831 | 85.709 | 0.15221 | 231.396 | 80.008 | 0.15221 | 218.295 | 76.5478 | 0 | 288.946 | 289.083 | 71554.3 | 35.8746 | 70756.6 | 67082.5 | 66574.4 | 66574.4 | 63340 | 63248.5 | 1337.09 | 0 | 0 | -168.071 | 0 | 63416.6 | 949.559 | 62194 | 61883.0625
3834 | 1996-06-09 17:00 | 213 | 617 | 44 | 20.6 | 3.1 | 0.16 | 15.8013 | 287.528 | 73.8313 | 0 |  | 213 | 172.598 | 45.4699 | 0.081053 | 57.294 | 42.3908 | 0.081053 | 50.6926 | 40.558 | 0 | 89.4255 | 89.5932 | 22168.8 | 25.2844 | 20909 | 20589.6 | 20318.2 | 20318.2 | 19815.8 | 19793.3 | 1061.04 | 0 | 0 | -88.4676 | 0 | 19881.8 | 946.166 | 19238.2 | 19141.9844
3835 | 1996-06-09 18:00 | 30 | 132 | 19 | 19.4 | 3.6 | 0.16 | 4.0439 | 294.873 | 85.9923 | 0 |  | 30 | 8.8259 | 18.2353 | 0.011416 | 4.4787 | 16.9325 | 0.011416 | 2.9187 | 16.201 | 0 | 18.7373 | 18.7523 | 4642.37 | 20.3584 | 3584.33 | 3639.06 | 3612.72 | 3612.72 | 3560.08 | 3559.73 | 1293.47 | 0 | 0 | 0.1607 | 0 | 3559.56 | 941.922 | 3386.65 | 3369.7126
3836 | 1996-06-09 19:00 | 0 | 0 | 0 | 18.9 | 2.6 | 0.16
3837 | 1996-06-09 20:00 | 0 | 0 | 0 | 18.9 | 1.5 | 0.16
3838 | 1996-06-09 21:00 | 0 | 0 | 0 | 18.9 | 0 | 0.16
3839 | 1996-06-09 22:00 | 0 | 0 | 0 | 18.9 | 2.1 | 0.16
3840 | 1996-06-09 23:00 | 0 | 0 | 0 | 18.9 | 2.1 | 0.16
3841 | 1996-06-10 | 0 | 0 | 0 | 18.9 | 0 | 0.16
3842 | 1996-06-10 01:00 | 0 | 0 | 0 | 18.9 | 2.6 | 0.16
3843 | 1996-06-10 02:00 | 0 | 0 | 0 | 18.3 | 4.1 | 0.16
3844 | 1996-06-10 03:00 | 0 | 0 | 0 | 18.3 | 4.1 | 0.16
3845 | 1996-06-10 04:00 | 0 | 0 | 0 | 18.3 | 2.1 | 0.16
3846 | 1996-06-10 05:00 | 29 | 0 | 29 | 17.8 | 2.6 | 0.16 | 8.656 | 68.0967 | 84.1363 | 0 |  | 29 | 0 | 28.8691 | 0.011035 | 0 | 26.9957 | 0.011035 | 0 | 25.8277 | 0 | 25.3112 | 25.3039 | 6264.35 | 19.1535 | 5111.13 | 5218.96 | 5189.25 | 5189.25 | 5116.6 | 5116.26 | 1554.39 | 0 | 0 | 0.56885 | 0 | 5115.69 | 950 | 4871.59 | 4847.2295
3847 | 1996-06-10 06:00 | 64 | 0 | 64 | 18.3 | 3.6 | 0.16 | 20.6273 | 75.1952 | 71.8317 | 0 |  | 64 | 0 | 63.4721 | 0.024354 | 0 | 59.3609 | 0.024354 | 0 | 56.7927 | 0 | 55.6568 | 55.636 | 13773.4 | 21.1435 | 12410.7 | 12591.1 | 12543.3 | 12543.3 | 12367.7 | 12365.7 | 1543.69 | 0 | 0 | 3.2931 | 0 | 12362.4 | 950 | 11841.6 | 11782.4258
3848 | 1996-06-10 07:00 | 117 | 0 | 117 | 18.9 | 2.6 | 0.16 | 32.99 | 82.0743 | 59.1203 | 0 |  | 117 | 0 | 115.893 | 0.044522 | 0 | 108.397 | 0.044522 | 0 | 103.707 | 0 | 101.633 | 101.584 | 25148.4 | 24.3335 | 23716.3 | 23771.8 | 23695.6 | 23695.6 | 23363.8 | 23356.6 | 1549.5 | 0 | 0 | 11.7969 | 0 | 23344.8 | 950 | 22559.4 | 22446.5605
3849 | 1996-06-10 08:00 | 614 | 621 | 172 | 20 | 2.6 | 0.16 | 45.5633 | 89.4483 | 46.1546 | 0 |  | 614 | 428.302 | 171.46 | 0.23365 | 420.046 | 160.552 | 0.23365 | 410.681 | 153.604 | 0 | 552.999 | 552.689 | 136821 | 49.5622 | 137029 | 124398 | 123784 | 123784 | 122051 | 121852 | 1552.99 | 0 | 0 | 314.75 | 0 | 121537 | 949.999 | 119532 | 118933.8672
3850 | 1996-06-10 09:00 | 852 | 806 | 169 | 20.6 | 3.6 | 0.16 | 58.1394 | 98.7365 | 33.0695 | 0 |  | 852 | 673.037 | 169.82 | 0.32421 | 659.919 | 158.959 | 0.32421 | 653.503 | 152.08 | 0 | 789.471 | 788.907 | 195292 | 60.92 | 196087 | 169448 | 168418 | 168418 | 166059 | 165699 | 1563.51 | 0 | 0 | 590.398 | 0 | 165109 | 950 | 162227 | 161415.4531
3851 | 1996-06-10 10:00 | 964 | 834 | 180 | 20.6 | 4.1 | 0.16 | 70.2551 | 114.328 | 20.0815 | 0 |  | 964 | 781.284 | 181.759 | 0.36683 | 762.278 | 170.087 | 0.36683 | 759.774 | 162.727 | 0 | 904.052 | 903.289 | 223614 | 65.7275 | 224357 | 189520 | 188930 | 188930 | 186284 | 185839 | 1573.65 | 784.697 | 0 | 764.827 | 0 | 185074 | 950 | 180943 | 180038.6875
3852 | 1996-06-10 11:00 | 1015 | 845 | 185 | 20.6 | 4.6 | 0.16 | 79.5405 | 156.299 | 8.5228 | 0 |  | 1015 | 833.913 | 187.651 | 0.38624 | 821.014 | 175.541 | 0.38624 | 820.52 | 167.946 | 0 | 968.696 | 968.21 | 239685 | 67.8829 | 240316 | 201193 | 200193 | 200193 | 197390 | 196884 | 1563.07 | 5912.65 | 0 | 825.973 | 0 | 196058 | 950 | 186537 | 185604.375
3853 | 1996-06-10 12:00 | 1002 | 842 | 184 | 20.6 | 4.6 | 0.16 | 76.6546 | 226.291 | 10.1559 | 0 |  | 1002 | 827.047 | 187.579 | 0.38129 | 827.047 | 175.405 | 0.38129 | 826.364 | 167.817 | 0 | 974.297 | 974.223 | 241186 | 68.1766 | 241877 | 202804 | 202510 | 202510 | 199672 | 199185 | 1609.68 | 4917.75 | 0 | 890.626 | 0 | 198295 | 950 | 189718 | 188769.3906
3854 | 1996-06-10 13:00 | 849 | 658 | 251 | 20 | 4.6 | 0.16 | 65.6101 | 253.189 | 22.1155 | 0 |  | 849 | 607.651 | 256.77 | 0.32307 | 607.651 | 240.012 | 0.32307 | 605.204 | 229.629 | 0 | 818.136 | 818.051 | 202523 | 59.9498 | 203379 | 176986 | 176704 | 176704 | 174230 | 173849 | 1593.41 | 0 | 0 | 667.264 | 0 | 173182 | 950 | 170122 | 169271.7031
3855 | 1996-06-10 14:00 | 548 | 400 | 228 | 19.4 | 5.2 | 0.16 | 53.217 | 265.328 | 35.1077 | 0 |  | 548 | 326.465 | 232.904 | 0.20853 | 326.465 | 217.642 | 0.20853 | 322.811 | 208.227 | 0 | 520.417 | 520.33 | 128816 | 44.1262 | 128899 | 119827 | 119595 | 119595 | 117921 | 117742 | 1580.25 | 0 | 0 | 303.856 | 0 | 117438 | 950 | 115524 | 114946.2812
3856 | 1996-06-10 15:00 | 465 | 409 | 198 | 18.9 | 4.6 | 0.16 | 40.6127 | 273.601 | 48.172 | 0 |  | 465 | 273.195 | 202.054 | 0.17695 | 229.584 | 188.749 | 0.17695 | 223.663 | 180.584 | 0 | 396.163 | 396.117 | 98062.7 | 38.2445 | 97632.1 | 92420.4 | 92079.5 | 92079.5 | 90704.1 | 90568.6 | 1439.92 | 0 | 0 | 67.3681 | 0 | 90501.2 | 950 | 88969.8 | 88524.9609
3857 | 1996-06-10 16:00 | 378 | 281 | 245 | 18.9 | 4.1 | 0.16 | 28.1043 | 280.672 | 61.1017 | 0 |  | 378 | 136.259 | 246.396 | 0.14384 | 96.9094 | 230.168 | 0.14384 | 91.4453 | 220.213 | 0 | 305.425 | 305.556 | 75638.5 | 34.1653 | 74812.4 | 72093.5 | 71771.8 | 71771.8 | 70766.9 | 70681.5 | 1404.12 | 0 | 0 | 91.8514 | 0 | 70589.6 | 950 | 69217.1 | 68871
3858 | 1996-06-10 17:00 | 174 | 33 | 165 | 18.3 | 3.1 | 0.16 | 15.8771 | 287.57 | 73.7585 | 0 |  | 174 | 9.1889 | 164.544 | 0.066212 | 3.0538 | 153.669 | 0.066212 | 2.7036 | 147.022 | 0 | 146.731 | 146.642 | 36302.7 | 25.9671 | 34927.1 | 34793.2 | 34689.1 | 34689.1 | 34203.5 | 34188.5 | 1574.75 | 0 | 0 | 25.7318 | 0 | 34162.8 | 950 | 33290.2 | 33123.7461
3859 | 1996-06-10 18:00 | 24 | 8 | 23 | 18.3 | 3.1 | 0.16 | 4.1225 | 294.907 | 85.9271 | 0 |  | 24 | 0.81537 | 23.4033 | 0.0091327 | 0.41175 | 21.9275 | 0.0091327 | 0.27003 | 20.9785 | 0 | 20.8235 | 20.81 | 5151.78 | 19.388 | 4054.08 | 4133.63 | 4104.65 | 4104.65 | 4047.19 | 4046.96 | 1505.58 | 0 | 0 | 0.34636 | 0 | 4046.61 | 950 | 3850.23 | 3830.9756
3860 | 1996-06-10 19:00 | 0 | 0 | 0 | 17.8 | 2.6 | 0.16
3861 | 1996-06-10 20:00 | 0 | 0 | 0 | 17.8 | 2.6 | 0.16
3862 | 1996-06-10 21:00 | 0 | 0 | 0 | 17.2 | 2.1 | 0.16
3863 | 1996-06-10 22:00 | 0 | 0 | 0 | 17.8 | 3.1 | 0.16
3864 | 1996-06-10 23:00 | 0 | 0 | 0 | 17.8 | 2.6 | 0.16
3865 | 1996-06-11 | 0 | 0 | 0 | 17.8 | 3.1 | 0.16
3866 | 1996-06-11 01:00 | 0 | 0 | 0 | 17.2 | 3.1 | 0.16
3867 | 1996-06-11 02:00 | 0 | 0 | 0 | 17.2 | 3.1 | 0.16
3868 | 1996-06-11 03:00 | 0 | 0 | 0 | 17.2 | 3.1 | 0.16
3869 | 1996-06-11 04:00 | 0 | 0 | 0 | 17.8 | 3.1 | 0.16
3870 | 1996-06-11 05:00 | 33 | 0 | 33 | 17.8 | 2.6 | 0.16 | 8.6529 | 68.0126 | 84.1434 | 0 |  | 33 | 0 | 32.7352 | 0.012557 | 0 | 30.6145 | 0.012557 | 0 | 29.29 | 0 | 28.7042 | 28.6907 | 7102.72 | 19.3346 | 5913.8 | 6036.55 | 6005 | 6005 | 5920.93 | 5920.47 | 1543.32 | 0 | 0 | 0.74849 | 0 | 5919.72 | 950 | 5640.92 | 5612.7144
3871 | 1996-06-11 06:00 | 68 | 0 | 68 | 18.3 | 2.6 | 0.16 | 20.6181 | 75.1071 | 71.8455 | 0 |  | 68 | 0 | 67.4036 | 0.025876 | 0 | 63.0394 | 0.025876 | 0 | 60.312 | 0 | 59.1057 | 59.0737 | 14624.5 | 21.4597 | 13249.2 | 13425.5 | 13375 | 13375 | 13187.8 | 13185.5 | 1550.83 | 0 | 0 | 3.7761 | 0 | 13181.7 | 950 | 12634.7 | 12571.5
3872 | 1996-06-11 07:00 | 136 | 0 | 136 | 18.9 | 3.1 | 0.16 | 32.9766 | 81.9769 | 59.1392 | 0 |  | 136 | 0 | 134.616 | 0.051752 | 0 | 125.914 | 0.051752 | 0 | 120.466 | 0 | 118.057 | 118.004 | 29213.5 | 25.0698 | 27792.6 | 27779.4 | 27690.1 | 27690.1 | 27302.4 | 27292.8 | 1568.45 | 0 | 0 | 16.387 | 0 | 27276.5 | 950 | 26441.9 | 26309.6543
3873 | 1996-06-11 08:00 | 451 | 221 | 293 | 18.9 | 3.6 | 0.16 | 45.5481 | 89.3325 | 46.1769 | 0 |  | 451 | 153.082 | 290.348 | 0.17162 | 149.895 | 271.771 | 0.17162 | 146.547 | 260.01 | 0 | 398.426 | 398.209 | 98578.9 | 39.252 | 98137.7 | 92922 | 92546.3 | 92546.3 | 91250.7 | 91139.3 | 1547.79 | 0 | 0 | 176.697 | 0 | 90962.6 | 949.999 | 89455.9 | 89008.6406
3874 | 1996-06-11 09:00 | 788 | 594 | 284 | 20 | 4.1 | 0.16 | 58.126 | 98.5827 | 33.0927 | 0 |  | 788 | 496.59 | 284.101 | 0.29986 | 487.024 | 265.915 | 0.29986 | 482.282 | 254.408 | 0 | 721.956 | 721.271 | 178550 | 56.0341 | 179259 | 158381 | 157547 | 157547 | 155342 | 155023 | 1556.81 | 0 | 0 | 514.963 | 0 | 154508 | 950 | 151863 | 151103.5
3875 | 1996-06-11 10:00 | 948 | 750 | 243 | 20.6 | 3.6 | 0.16 | 70.2533 | 114.085 | 20.0997 | 0 |  | 948 | 702.485 | 245.348 | 0.36074 | 685.396 | 229.601 | 0.36074 | 683.14 | 219.666 | 0 | 884.75 | 883.955 | 218826 | 65.7778 | 219593 | 185493 | 184958 | 184958 | 182367 | 181937 | 1562.93 | 1.8578 | 0 | 723.407 | 0 | 181213 | 950 | 177956 | 177066.6562
3876 | 1996-06-11 11:00 | 1000 | 763 | 251 | 20 | 5.2 | 0.16 | 79.5855 | 155.922 | 8.5012 | 0 |  | 1000 | 752.457 | 254.918 | 0.38053 | 740.819 | 238.472 | 0.38053 | 740.375 | 228.154 | 0 | 949.158 | 948.529 | 234814 | 65.0743 | 235503 | 199823 | 198859 | 198859 | 196075 | 195578 | 1569.43 | 4945.1 | 0 | 821.176 | 0 | 194757 | 950 | 186236 | 185304.5156
3877 | 1996-06-11 12:00 | 863 | 587 | 292 | 21.1 | 4.1 | 0.16 | 76.7358 | 226.331 | 10.0788 | 0 |  | 863 | 577.259 | 297.205 | 0.3284 | 577.259 | 277.916 | 0.3284 | 576.79 | 265.892 | 0 | 825.829 | 825.745 | 204426 | 62.3535 | 205282 | 176743 | 176451 | 176451 | 173981 | 173605 | 1590.87 | 0 | 0 | 666.691 | 0 | 172938 | 950 | 169882 | 169032.625
3878 | 1996-06-11 13:00 | 852 | 679 | 234 | 21.1 | 6.2 | 0.16 | 65.6833 | 253.275 | 22.0479 | 0 |  | 852 | 627.91 | 239.674 | 0.32421 | 627.91 | 224.029 | 0.32421 | 625.398 | 214.337 | 0 | 822.94 | 822.826 | 203706 | 58.4616 | 204563 | 179175 | 178897 | 178897 | 176393 | 176003 | 1588.8 | 0 | 0 | 686.039 | 0 | 175317 | 950 | 172208 | 171347.3125
3879 | 1996-06-11 14:00 | 776 | 697 | 218 | 21.1 | 3.6 | 0.16 | 53.287 | 265.397 | 35.0423 | 0 |  | 776 | 569.209 | 223.478 | 0.29529 | 569.209 | 208.816 | 0.29529 | 562.866 | 199.783 | 0 | 747.396 | 747.237 | 184991 | 59.2903 | 185770 | 162121 | 161861 | 161861 | 159595 | 159269 | 1585.39 | 0 | 0 | 554.011 | 0 | 158715 | 950 | 155984 | 155203.75
3880 | 1996-06-11 15:00 | 593 | 625 | 186 | 21.1 | 3.1 | 0.16 | 40.6825 | 273.655 | 48.106 | 0 |  | 593 | 416.388 | 190.604 | 0.22565 | 350.753 | 178.036 | 0.22565 | 341.745 | 170.335 | 0 | 501.839 | 501.819 | 124231 | 47.3375 | 124240 | 112919 | 112426 | 112426 | 109626 | 109428 | 1444.41 | 0 | 0 | -931.893 | 0 | 110360 | 950 | 108496 | 107953.7578
3881 | 1996-06-11 16:00 | 351 | 380 | 172 | 21.1 | 4.1 | 0.16 | 28.1754 | 280.716 | 61.0338 | 0 |  | 351 | 183.354 | 174.872 | 0.13357 | 130.335 | 163.294 | 0.13357 | 123.017 | 156.231 | 0 | 273.664 | 273.659 | 67738.7 | 34.7718 | 66801 | 64098.7 | 63667.6 | 63667.6 | 62748.2 | 62664.7 | 1314.35 | 0 | 0 | 51.3781 | 0 | 62613.4 | 950 | 61344.3 | 61037.5586
3882 | 1996-06-11 17:00 | 161 | 266 | 88 | 20.6 | 4.1 | 0.16 | 15.9501 | 287.606 | 73.6881 | 0 |  | 161 | 74.5127 | 88.7122 | 0.061265 | 24.8066 | 82.8142 | 0.061265 | 21.9733 | 79.2326 | 0 | 99.1818 | 99.1516 | 24541.4 | 25.5535 | 23136.3 | 23036.6 | 22889.9 | 22889.9 | 22569.4 | 22558 | 1333.55 | 0 | 0 | 8.9514 | 0 | 22549.1 | 950 | 21774.8 | 21665.9277
3883 | 1996-06-11 18:00 | 28 | 23 | 26 | 20 | 2.6 | 0.16 | 4.1979 | 294.934 | 85.8643 | 0 |  | 28 | 1.6559 | 26.3955 | 0.010655 | 0.83176 | 24.7206 | 0.010655 | 0.54873 | 23.6507 | 0 | 23.7155 | 23.7005 | 5867.38 | 21.2677 | 4732.87 | 4796.24 | 4767.26 | 4767.26 | 4700.52 | 4700.23 | 1550.5 | 0 | 0 | 0.47782 | 0 | 4699.75 | 950 | 4473.93 | 4451.5591
3884 | 1996-06-11 19:00 | 0 | 0 | 0 | 20 | 3.1 | 0.16
3885 | 1996-06-11 20:00 | 0 | 0 | 0 | 20 | 3.1 | 0.16
3886 | 1996-06-11 21:00 | 0 | 0 | 0 | 19.4 | 4.1 | 0.16
3887 | 1996-06-11 22:00 | 0 | 0 | 0 | 19.4 | 2.6 | 0.16
3888 | 1996-06-11 23:00 | 0 | 0 | 0 | 18.9 | 3.1 | 0.16
3889 | 1996-06-12 | 0 | 0 | 0 | 18.9 | 3.1 | 0.16
3890 | 1996-06-12 01:00 | 0 | 0 | 0 | 18.9 | 2.6 | 0.16
3891 | 1996-06-12 02:00 | 0 | 0 | 0 | 18.3 | 3.6 | 0.16
3892 | 1996-06-12 03:00 | 0 | 0 | 0 | 17.8 | 3.1 | 0.16
3893 | 1996-06-12 04:00 | 1 | 0 | 1 | 17.8 | 2.6 | 0.16 | -2.6953 | 60.0819 | 90 | 0 |  | 1 | 0 | 1.0809 | 0.00038053 | 0 | 1.0109 | 0 | 0 | 0.96715 | 0 | 0.94781 | 0.94759 | 234.591 | 17.8507 | 18.3968 | 18.3181 | 17.1197 | 17.1197 | 16.88 | 16.88 | 1335.47 | 0 | 0 | 4.8027e-06 | 0 | 16.88 | 950 | 16.008 | 15.9279
3894 | 1996-06-12 05:00 | 33 | 0 | 33 | 17.8 | 2.1 | 0.16 | 8.6456 | 67.934 | 84.1545 | 0 |  | 33 | 0 | 32.7344 | 0.012557 | 0 | 30.6138 | 0.012557 | 0 | 29.2893 | 0 | 28.7035 | 28.69 | 7102.56 | 19.3699 | 5913.61 | 6035.5 | 6004.13 | 6004.13 | 5920.07 | 5919.61 | 1557.97 | 0 | 0 | 0.76343 | 0 | 5918.85 | 950 | 5640.06 | 5611.855
3895 | 1996-06-12 06:00 | 217 | 362 | 89 | 18.9 | 2.1 | 0.16 | 20.605 | 75.0251 | 71.8629 | 0 |  | 217 | 113.11 | 86.245 | 0.082575 | 107.837 | 80.8035 | 0.082575 | 95.7249 | 77.3061 | 0 | 169.57 | 169.499 | 41960.8 | 28.1748 | 40647.5 | 40124.7 | 39978.3 | 39978.3 | 39418.5 | 39392.5 | 1490.2 | 0 | 0 | 27.4378 | 0 | 39365 | 950 | 38443.1 | 38250.8359
3896 | 1996-06-12 07:00 | 491 | 620 | 154 | 18.9 | 4.1 | 0.16 | 32.9597 | 81.8866 | 59.1613 | 0 |  | 491 | 317.19 | 151.953 | 0.18684 | 307.717 | 142.312 | 0.18684 | 292.964 | 136.153 | 0 | 420.535 | 420.471 | 104086 | 39.9064 | 103746 | 97890.7 | 97298.4 | 97298.4 | 95935.9 | 95801.8 | 1524.9 | 0 | 0 | 181.365 | 0 | 95620.4 | 949.999 | 94046 | 93575.7969
3897 | 1996-06-12 08:00 | 665 | 739 | 138 | 19.4 | 4.1 | 0.16 | 45.5293 | 89.2252 | 46.2021 | 0 |  | 665 | 510.526 | 137.939 | 0.25305 | 499.765 | 129.152 | 0.25305 | 488.586 | 123.563 | 0 | 599.906 | 599.659 | 148441 | 49.3585 | 148820 | 135180 | 134279 | 134279 | 132399 | 132156 | 1533.82 | 0 | 0 | 357.725 | 0 | 131798 | 950 | 129599 | 128950.6328
3898 | 1996-06-12 09:00 | 779 | 697 | 188 | 19.4 | 4.1 | 0.16 | 58.1089 | 98.4401 | 33.1189 | 0 |  | 779 | 582.247 | 188.93 | 0.29643 | 571.031 | 176.866 | 0.29643 | 565.46 | 169.212 | 0 | 719.979 | 719.279 | 178054 | 55.3345 | 178759 | 158357 | 157395 | 157395 | 155192 | 154874 | 1561.18 | 0 | 0 | 516.007 | 0 | 154358 | 950 | 151715 | 150956.1406
3899 | 1996-06-12 10:00 | 968 | 849 | 170 | 20 | 5.2 | 0.16 | 70.2468 | 113.858 | 20.1213 | 0 |  | 968 | 795.076 | 171.766 | 0.36835 | 775.919 | 160.738 | 0.36835 | 773.36 | 153.783 | 0 | 908.6 | 907.63 | 224687 | 63.1308 | 225421 | 192693 | 192059 | 192059 | 189368 | 188898 | 1557.6 | 2106.62 | 0 | 781.382 | 0 | 188117 | 950 | 182591 | 181678.5156
3900 | 1996-06-12 11:00 | 1019 | 860 | 175 | 20 | 4.1 | 0.16 | 79.6236 | 155.552 | 8.4858 | 0 |  | 1019 | 847.819 | 177.625 | 0.38776 | 834.706 | 166.163 | 0.38776 | 834.207 | 158.974 | 0 | 973.317 | 972.557 | 240760 | 68.5881 | 241381 | 201405 | 200366 | 200366 | 197558 | 197050 | 1569.52 | 5621.16 | 0 | 826.52 | 0 | 196223 | 950 | 186990 | 186055.2344
3901 | 1996-06-12 12:00 | 1007 | 858 | 173 | 20.6 | 4.1 | 0.16 | 76.8123 | 226.348 | 10.0057 | 0 |  | 1007 | 843.067 | 176.513 | 0.38319 | 843.067 | 165.057 | 0.38319 | 842.391 | 157.916 | 0 | 980.301 | 980.24 | 242674 | 69.5719 | 243347 | 202721 | 202440 | 202440 | 199605 | 199110 | 1601.63 | 5050.44 | 0 | 884.623 | 0 | 198225 | 950 | 189517 | 188569.0625
3902 | 1996-06-12 13:00 | 779 | 598 | 234 | 20 | 4.6 | 0.16 | 65.7538 | 253.347 | 21.9821 | 0 |  | 779 | 553.688 | 239.66 | 0.29643 | 553.688 | 224.016 | 0.29643 | 551.487 | 214.325 | 0 | 750.496 | 750.394 | 185775 | 56.6458 | 186560 | 164697 | 164418 | 164418 | 162116 | 161789 | 1598.69 | 0 | 0 | 579.027 | 0 | 161210 | 950 | 158422 | 157629.7344
3903 | 1996-06-12 14:00 | 713 | 661 | 184 | 20 | 4.1 | 0.16 | 53.3548 | 265.455 | 34.9785 | 0 |  | 713 | 539.571 | 189.196 | 0.27132 | 539.571 | 176.774 | 0.27132 | 533.584 | 169.127 | 0 | 688.657 | 688.644 | 170485 | 54.404 | 171141 | 152520 | 152242 | 152242 | 150110 | 149821 | 1579.4 | 0 | 0 | 487.908 | 0 | 149333 | 950 | 146807 | 146073
3904 | 1996-06-12 15:00 | 582 | 588 | 199 | 20 | 4.6 | 0.16 | 40.7502 | 273.701 | 48.0415 | 0 |  | 582 | 391.787 | 203.048 | 0.22147 | 330.62 | 189.678 | 0.22147 | 322.164 | 181.474 | 0 | 493.565 | 493.307 | 122122 | 44.0908 | 122098 | 112638 | 112106 | 112106 | 109634 | 109438 | 1451.53 | 0 | 0 | -656.51 | 0 | 110094 | 950 | 108237 | 107695.8516
3905 | 1996-06-12 16:00 | 319 | 316 | 169 | 18.9 | 3.6 | 0.16 | 28.244 | 280.752 | 60.9677 | 0 |  | 319 | 153.625 | 170.783 | 0.12139 | 109.507 | 159.525 | 0.12139 | 103.385 | 152.625 | 0 | 250.89 | 250.988 | 62128.6 | 31.7277 | 61100.1 | 59362.5 | 58940.8 | 58940.8 | 58104 | 58037.1 | 1340.4 | 0 | 0 | 47.9015 | 0 | 57989.2 | 950 | 56783.3 | 56499.3438
3906 | 1996-06-12 17:00 | 120 | 51 | 106 | 18.9 | 3.1 | 0.16 | 16.0204 | 287.634 | 73.6199 | 0 |  | 120 | 14.2869 | 107.055 | 0.045664 | 4.7699 | 100.111 | 0.045664 | 4.2276 | 95.7802 | 0 | 98.0076 | 97.9755 | 24254.3 | 24.0226 | 22822.1 | 22901.7 | 22823.2 | 22823.2 | 22503.7 | 22496.9 | 1550.15 | 0 | 0 | 11.0351 | 0 | 22485.8 | 950 | 21709.8 | 21601.2148
3907 | 1996-06-12 18:00 | 31 | 9 | 30 | 18.3 | 3.1 | 0.16 | 4.2701 | 294.956 | 85.8039 | 0 |  | 31 | 0.83999 | 30.3871 | 0.011796 | 0.42017 | 28.4426 | 0.011796 | 0.27874 | 27.2118 | 0 | 26.9407 | 26.9343 | 6667.85 | 19.7083 | 5497.1 | 5602.9 | 5572.49 | 5572.49 | 5494.48 | 5494.06 | 1513.53 | 0 | 0 | 0.63701 | 0 | 5493.43 | 950 | 5232.91 | 5206.7485
3908 | 1996-06-12 19:00 | 0 | 0 | 0 | 18.3 | 2.6 | 0.16
3909 | 1996-06-12 20:00 | 0 | 0 | 0 | 18.3 | 2.1 | 0.16
3910 | 1996-06-12 21:00 | 0 | 0 | 0 | 18.3 | 2.6 | 0.16
3911 | 1996-06-12 22:00 | 0 | 0 | 0 | 18.3 | 2.6 | 0.16
3912 | 1996-06-12 23:00 | 0 | 0 | 0 | 18.3 | 1.5 | 0.16
3913 | 1996-06-13 | 0 | 0 | 0 | 18.9 | 2.6 | 0.16
3914 | 1996-06-13 01:00 | 0 | 0 | 0 | 18.3 | 2.1 | 0.16
3915 | 1996-06-13 02:00 | 0 | 0 | 0 | 18.9 | 0 | 0.16
3916 | 1996-06-13 03:00 | 0 | 0 | 0 | 18.9 | 2.1 | 0.16
3917 | 1996-06-13 04:00 | 1 | 0 | 1 | 18.3 | 1.5 | 0.16 | -2.6995 | 60.0086 | 90 | 0 |  | 1 | 0 | 1.0809 | 0.00038053 | 0 | 1.0109 | 0 | 0 | 0.96715 | 0 | 0.94781 | 0.94743 | 234.548 | 18.3533 | 18.3793 | 18.3063 | 17.1169 | 17.1169 | 16.8773 | 16.8773 | 1343.89 | 0 | 0 | 4.8616e-06 | 0 | 16.8773 | 950 | 16.0054 | 15.9253
3918 | 1996-06-13 05:00 | 34 | 0 | 34 | 18.3 | 1.5 | 0.16 | 8.6341 | 67.8609 | 84.1693 | 0 |  | 34 | 0 | 33.6951 | 0.012938 | 0 | 31.5133 | 0.012938 | 0 | 30.1498 | 0 | 29.5468 | 29.5339 | 7311.6 | 19.9608 | 6114.43 | 6227.76 | 6195.79 | 6195.79 | 6109.05 | 6108.56 | 1545.38 | 0 | 0 | 0.80615 | 0 | 6107.75 | 950 | 5820.96 | 5791.854
3919 | 1996-06-13 06:00 | 126 | 130 | 80 | 18.9 | 2.1 | 0.16 | 20.5882 | 74.9492 | 71.8837 | 0 |  | 126 | 40.6357 | 78.0836 | 0.047947 | 38.6686 | 73.1139 | 0.047947 | 34.3158 | 69.9497 | 0 | 102.18 | 102.117 | 25279.5 | 24.4877 | 23850.1 | 23886.9 | 23785.2 | 23785.2 | 23452.2 | 23444.1 | 1527.05 | 0 | 0 | 10.9736 | 0 | 23433.2 | 950 | 22649.6 | 22536.3379
3920 | 1996-06-13 07:00 | 476 | 627 | 134 | 20.6 | 1.5 | 0.16 | 32.9393 | 81.8034 | 59.1864 | 0 |  | 476 | 321.837 | 132.214 | 0.18113 | 312.225 | 123.838 | 0.18113 | 297.233 | 118.479 | 0 | 407.397 | 407.178 | 100795 | 43.4969 | 100398 | 93359.8 | 92785.1 | 92785.1 | 91486.1 | 91363.8 | 1535.45 | 0 | 0 | 163.188 | 0 | 91200.6 | 949.999 | 89679.6 | 89231.2109
3921 | 1996-06-13 08:00 | 638 | 690 | 147 | 21.1 | 3.1 | 0.16 | 45.5072 | 89.1265 | 46.2301 | 0 |  | 638 | 475.59 | 146.642 | 0.24278 | 465.443 | 137.322 | 0.24278 | 455.013 | 131.379 | 0 | 574.664 | 574.381 | 142184 | 51.1314 | 142475 | 128475 | 127622 | 127622 | 125835 | 125620 | 1545 | 0 | 0 | 324.826 | 0 | 125295 | 950 | 123219 | 122602.5547
3922 | 1996-06-13 09:00 | 854 | 810 | 168 | 20.6 | 5.2 | 0.16 | 58.0883 | 98.3088 | 33.1478 | 0 |  | 854 | 675.769 | 168.792 | 0.32497 | 662.752 | 157.997 | 0.32497 | 656.273 | 151.16 | 0 | 791.285 | 790.598 | 195710 | 58.1694 | 196507 | 171928 | 170875 | 170875 | 168483 | 168108 | 1554.12 | 0 | 0 | 604.216 | 0 | 167504 | 950 | 164567 | 163744.1406
3923 | 1996-06-13 10:00 | 966 | 838 | 180 | 20.6 | 4.6 | 0.16 | 70.2358 | 113.647 | 20.1462 | 0 |  | 966 | 783.049 | 181.721 | 0.36759 | 764.364 | 170.052 | 0.36759 | 761.836 | 162.694 | 0 | 906.039 | 905.317 | 224114 | 64.8115 | 224851 | 190735 | 190131 | 190131 | 187468 | 187002 | 1549.03 | 1244.99 | 0 | 757.264 | 0 | 186245 | 950 | 181626 | 180717.6875
3924 | 1996-06-13 11:00 | 1018 | 849 | 185 | 20.6 | 3.6 | 0.16 | 79.6547 | 155.191 | 8.4764 | 0 |  | 1018 | 836.7 | 187.608 | 0.38738 | 823.758 | 175.501 | 0.38738 | 823.267 | 167.908 | 0 | 971.351 | 970.73 | 240309 | 70.2128 | 240936 | 199510 | 198533 | 198533 | 195752 | 195257 | 1572.52 | 4664.56 | 0 | 815 | 0 | 194442 | 950 | 186210 | 185279.0938
3925 | 1996-06-13 12:00 | 1007 | 847 | 183 | 20.6 | 5.2 | 0.16 | 76.8841 | 226.345 | 9.9365 | 0 |  | 1007 | 832.891 | 186.535 | 0.38319 | 832.891 | 174.43 | 0.38319 | 832.232 | 166.883 | 0 | 979.133 | 979.062 | 242386 | 67.1252 | 243062 | 204787 | 204493 | 204493 | 201630 | 201127 | 1603.9 | 6710.11 | 0 | 903.778 | 0 | 200223 | 950 | 189806 | 188857.0781
3926 | 1996-06-13 13:00 | 932 | 830 | 176 | 20.6 | 4.1 | 0.16 | 65.8215 | 253.404 | 21.9183 | 0 |  | 932 | 767.988 | 180.157 | 0.35465 | 767.988 | 168.403 | 0.35465 | 764.952 | 161.118 | 0 | 907.549 | 907.528 | 224674 | 65.9393 | 225492 | 191021 | 190747 | 190747 | 188076 | 187638 | 1597.22 | 0 | 0 | 781.412 | 0 | 186857 | 950 | 183476 | 182558.9375
3927 | 1996-06-13 14:00 | 799 | 795 | 162 | 20 | 5.2 | 0.16 | 53.4204 | 265.503 | 34.9163 | 0 |  | 799 | 649.67 | 166.252 | 0.30404 | 649.67 | 155.352 | 0.30404 | 642.491 | 148.632 | 0 | 775.3 | 775.251 | 191925 | 56.8401 | 192743 | 170001 | 169733 | 169733 | 167355 | 167001 | 1581.68 | 0 | 0 | 608.069 | 0 | 166393 | 950 | 163489 | 162672.0156
3928 | 1996-06-13 15:00 | 619 | 734 | 140 | 20 | 3.6 | 0.16 | 40.8155 | 273.738 | 47.9788 | 0 |  | 619 | 489.937 | 144.217 | 0.23555 | 414.183 | 134.688 | 0.23555 | 403.632 | 128.862 | 0 | 521.844 | 521.717 | 129156 | 46.6643 | 129250 | 117557 | 116921 | 116921 | 112689 | 112474 | 1448.73 | 0 | 0 | -1168.53 | 0 | 113643 | 950 | 111700 | 111141.5391
3929 | 1996-06-13 16:00 | 384 | 530 | 132 | 20 | 4.1 | 0.16 | 28.3102 | 280.781 | 60.9037 | 0 |  | 384 | 258.055 | 134.622 | 0.14612 | 183.857 | 125.697 | 0.14612 | 173.621 | 120.26 | 0 | 288.004 | 288.09 | 71310.7 | 34.3927 | 70458.2 | 67480 | 66729.6 | 66729.6 | 65333.7 | 65234.7 | 1301.5 | 0 | 0 | -301.214 | 0 | 65535.9 | 950 | 64253.1 | 63931.7891
3930 | 1996-06-13 17:00 | 179 | 388 | 71 | 19.4 | 3.6 | 0.16 | 16.0879 | 287.657 | 73.5542 | 0 |  | 179 | 110.191 | 72.247 | 0.068115 | 36.7976 | 67.3931 | 0.068115 | 32.6334 | 64.4789 | 0 | 95.17 | 95.1409 | 23546.5 | 24.2625 | 22178.1 | 22122.4 | 21929.6 | 21929.6 | 21619.6 | 21604 | 1198.65 | 0 | 0 | 5.8183 | 0 | 21598.2 | 946.34 | 20862.6 | 20758.3086
3931 | 1996-06-13 18:00 | 32 | 75 | 25 | 18.3 | 3.1 | 0.16 | 4.339 | 294.972 | 85.7436 | 0 |  | 32 | 5.9642 | 24.4587 | 0.012177 | 2.97 | 22.7708 | 0.012177 | 1.9791 | 21.7866 | 0 | 23.2905 | 23.2922 | 5766.31 | 19.5178 | 4640.32 | 4730.13 | 4698.36 | 4698.36 | 4632.58 | 4632.17 | 1436.33 | 0 | 0 | 0.3587 | 0 | 4631.81 | 950 | 4408.69 | 4386.6489
3932 | 1996-06-13 19:00 | 0 | 0 | 0 | 18.3 | 2.6 | 0.16
3933 | 1996-06-13 20:00 | 0 | 0 | 0 | 18.3 | 1.5 | 0.16
3934 | 1996-06-13 21:00 | 0 | 0 | 0 | 18.3 | 2.1 | 0.16
3935 | 1996-06-13 22:00 | 0 | 0 | 0 | 18.3 | 2.1 | 0.16
3936 | 1996-06-13 23:00 | 0 | 0 | 0 | 18.3 | 0 | 0.16
3937 | 1996-06-14 | 0 | 0 | 0 | 18.3 | 1.5 | 0.16
3938 | 1996-06-14 01:00 | 0 | 0 | 0 | 18.3 | 0 | 0.16
3939 | 1996-06-14 02:00 | 0 | 0 | 0 | 18.3 | 1.5 | 0.16
3940 | 1996-06-14 03:00 | 0 | 0 | 0 | 17.8 | 1.5 | 0.16
3941 | 1996-06-14 04:00 | 1 | 0 | 1 | 18.3 | 2.6 | 0.16 | -2.7083 | 59.9403 | 90 | 0 |  | 1 | 0 | 1.0809 | 0.00038053 | 0 | 1.0109 | 0 | 0 | 0.96716 | 0 | 0.94782 | 0.94742 | 234.548 | 18.3507 | 18.379 | 18.3059 | 17.119 | 17.119 | 16.8793 | 16.8793 | 1332.73 | 0 | 0 | 4.7321e-06 | 0 | 16.8793 | 950 | 16.0073 | 15.9273
3942 | 1996-06-14 05:00 | 31 | 0 | 31 | 18.3 | 2.1 | 0.16 | 8.6186 | 67.7933 | 84.188 | 0 |  | 31 | 0 | 30.803 | 0.011796 | 0 | 28.8059 | 0.011796 | 0 | 27.5596 | 0 | 27.0084 | 27.001 | 6684.33 | 19.7775 | 5512.68 | 5617.51 | 5587.05 | 5587.05 | 5508.83 | 5508.44 | 1552.13 | 0 | 0 | 0.65688 | 0 | 5507.78 | 950 | 5246.65 | 5220.417
3943 | 1996-06-14 06:00 | 90 | 0 | 90 | 18.3 | 2.6 | 0.16 | 20.5678 | 74.8795 | 71.9077 | 0 |  | 90 | 0 | 88.9496 | 0.034248 | 0 | 83.2015 | 0.034248 | 0 | 79.6016 | 0 | 78.0096 | 77.9816 | 19305.5 | 22.4711 | 17885.9 | 18054.8 | 17995.8 | 17995.8 | 17743.8 | 17739.8 | 1569.92 | 0 | 0 | 6.8777 | 0 | 17732.9 | 950 | 17059.7 | 16974.3574
3944 | 1996-06-14 07:00 | 467 | 490 | 201 | 19.4 | 4.1 | 0.16 | 32.9155 | 81.7272 | 59.2145 | 0 |  | 467 | 250.273 | 197.703 | 0.17771 | 242.797 | 185.129 | 0.17771 | 231.119 | 177.118 | 0 | 400.072 | 399.968 | 99011.7 | 39.3821 | 98580 | 93239.5 | 92748.6 | 92748.6 | 91449.9 | 91329.8 | 1531.72 | 0 | 0 | 166.205 | 0 | 91163.6 | 949.999 | 89642.5 | 89194.3203
3945 | 1996-06-14 08:00 | 677 | 831 | 85 | 20 | 4.1 | 0.16 | 45.4818 | 89.0365 | 46.2609 | 0 |  | 677 | 573.349 | 85.3784 | 0.25762 | 561.115 | 79.9241 | 0.25762 | 548.519 | 76.4654 | 0 | 612.485 | 611.997 | 151496 | 50.5748 | 151920 | 137285 | 136290 | 136290 | 134382 | 134134 | 1538 | 0 | 0 | 366.343 | 0 | 133767 | 950 | 131532 | 130874.8359
3946 | 1996-06-14 09:00 | 875 | 916 | 99 | 20.6 | 5.2 | 0.16 | 58.0642 | 98.1889 | 33.1794 | 0 |  | 875 | 764.353 | 99.6573 | 0.33296 | 749.629 | 93.2694 | 0.33296 | 742.285 | 89.2334 | 0 | 814.888 | 814.145 | 201537 | 59.2884 | 202346 | 176102 | 174954 | 174954 | 172504 | 172106 | 1550.77 | 0 | 0 | 626.722 | 0 | 171479 | 950 | 168451 | 167608.6406
3947 | 1996-06-14 10:00 | 856 | 784 | 119 | 21.1 | 5.2 | 0.16 | 70.2205 | 113.452 | 20.1743 | 0 |  | 856 | 734.172 | 119.798 | 0.32573 | 716.653 | 112.092 | 0.32573 | 714.277 | 107.242 | 0 | 805.088 | 804.414 | 199137 | 59.3259 | 199938 | 173892 | 173326 | 173326 | 170899 | 170515 | 1555.79 | 0 | 0 | 635.151 | 0 | 169880 | 950 | 166890 | 166055.7656
3948 | 1996-06-14 11:00 | 993 | 904 | 105 | 21.1 | 4.6 | 0.16 | 79.6789 | 154.84 | 8.4729 | 0 |  | 993 | 891.876 | 106.025 | 0.37787 | 878.082 | 99.1786 | 0.37787 | 877.558 | 94.8874 | 0 | 952.996 | 952.288 | 235739 | 67.6054 | 236417 | 198177 | 197125 | 197125 | 194364 | 193868 | 1560.84 | 3966.43 | 0 | 796.065 | 0 | 193072 | 950 | 185570 | 184642.1875
3949 | 1996-06-14 12:00 | 960 | 845 | 138 | 20 | 5.2 | 0.16 | 76.9511 | 226.319 | 9.8713 | 0 |  | 960 | 830.808 | 139.551 | 0.36531 | 830.808 | 130.498 | 0.36531 | 830.159 | 124.853 | 0 | 935.911 | 935.865 | 231689 | 64.4725 | 232467 | 198256 | 197966 | 197966 | 195194 | 194725 | 1605.4 | 2316.14 | 0 | 847.469 | 0 | 193878 | 950 | 188010 | 187070.3438
3950 | 1996-06-14 13:00 | 804 | 654 | 207 | 20 | 4.1 | 0.16 | 65.8864 | 253.445 | 21.8565 | 0 |  | 804 | 606.421 | 212.419 | 0.30595 | 606.421 | 198.55 | 0.30595 | 604.038 | 189.961 | 0 | 778.119 | 778.076 | 192626 | 58.872 | 193450 | 169142 | 168879 | 168879 | 166515 | 166174 | 1602.15 | 0 | 0 | 615.201 | 0 | 165559 | 950 | 162674 | 161860.2656
3951 | 1996-06-14 14:00 | 767 | 751 | 164 | 19.4 | 4.6 | 0.16 | 53.4836 | 265.54 | 34.8558 | 0 |  | 767 | 614.943 | 168.257 | 0.29187 | 614.943 | 157.226 | 0.29187 | 608.176 | 150.425 | 0 | 743.429 | 743.429 | 184050 | 55.7056 | 184822 | 163806 | 163531 | 163531 | 161242 | 160906 | 1578.28 | 0 | 0 | 560.462 | 0 | 160346 | 950 | 157578 | 156790.1406
3952 | 1996-06-14 15:00 | 627 | 837 | 80 | 20 | 2.6 | 0.16 | 40.8786 | 273.767 | 47.9179 | 0 |  | 627 | 559.437 | 82.4058 | 0.23859 | 473.501 | 76.9881 | 0.23859 | 461.484 | 73.6579 | 0 | 524.439 | 524.115 | 129750 | 48.0338 | 129879 | 117085 | 116378 | 116378 | 110639 | 110422 | 1444.55 | 0 | 0 | -326.766 | 0 | 110749 | 948.303 | 108834 | 108289.7578
3953 | 1996-06-14 16:00 | 352 | 507 | 111 | 19.4 | 4.1 | 0.16 | 28.3739 | 280.803 | 60.8417 | 0 |  | 352 | 246.761 | 114.109 | 0.13395 | 175.823 | 106.516 | 0.13395 | 166.072 | 101.909 | 0 | 262.621 | 262.771 | 65042.3 | 32.5278 | 64099.8 | 61827.8 | 61095.7 | 61095.7 | 59651.4 | 59565.9 | 1296.89 | 0 | 0 | -395.395 | 0 | 59961.3 | 950 | 58751.4 | 58457.6172
3954 | 1996-06-14 17:00 | 168 | 265 | 94 | 18.9 | 3.6 | 0.16 | 16.1524 | 287.673 | 73.4909 | 0 |  | 168 | 75.4891 | 94.7389 | 0.063929 | 25.2486 | 88.4398 | 0.063929 | 22.4038 | 84.6149 | 0 | 104.878 | 104.894 | 25962.9 | 24.261 | 24558 | 24568.5 | 24420.8 | 24420.8 | 24078.9 | 24066.1 | 1331.37 | 0 | 0 | 10.2721 | 0 | 24055.8 | 950 | 23256.8 | 23140.5156
3955 | 1996-06-14 18:00 | 40 | 162 | 26 | 18.3 | 2.6 | 0.16 | 4.4044 | 294.982 | 85.6836 | 0 |  | 40 | 12.0961 | 25.3798 | 0.015221 | 5.9996 | 23.579 | 0.015221 | 4.0117 | 22.5604 | 0 | 26.0406 | 26.0243 | 6442.59 | 19.692 | 5293.53 | 5391.98 | 5355.57 | 5355.57 | 5279.13 | 5278.4 | 1354.51 | 0 | 0 | 0.37665 | 0 | 5278.02 | 942.547 | 5028.35 | 5003.208
3956 | 1996-06-14 19:00 | 0 | 0 | 0 | 17.8 | 2.6 | 0.16
3957 | 1996-06-14 20:00 | 0 | 0 | 0 | 17.2 | 2.6 | 0.16
3958 | 1996-06-14 21:00 | 0 | 0 | 0 | 17.2 | 2.6 | 0.16
3959 | 1996-06-14 22:00 | 0 | 0 | 0 | 17.8 | 1.5 | 0.16
3960 | 1996-06-14 23:00 | 0 | 0 | 0 | 17.8 | 2.6 | 0.16
3961 | 1996-06-15 | 0 | 0 | 0 | 17.8 | 2.6 | 0.16
3962 | 1996-06-15 01:00 | 0 | 0 | 0 | 17.8 | 0 | 0.16
3963 | 1996-06-15 02:00 | 0 | 0 | 0 | 17.8 | 2.1 | 0.16
3964 | 1996-06-15 03:00 | 0 | 0 | 0 | 17.8 | 2.6 | 0.16
3965 | 1996-06-15 04:00 | 1 | 0 | 1 | 17.8 | 2.6 | 0.16 | -2.7216 | 59.8772 | 90 | 0 |  | 1 | 0 | 1.0809 | 0.00038053 | 0 | 1.0109 | 0 | 0 | 0.96717 | 0 | 0.94783 | 0.9475 | 234.566 | 17.8507 | 18.3869 | 18.3082 | 17.1098 | 17.1098 | 16.8703 | 16.8703 | 1312.01 | 0 | 0 | 4.5709e-06 | 0 | 16.8703 | 950 | 15.9988 | 15.9188
3966 | 1996-06-15 05:00 | 42 | 0 | 42 | 17.8 | 2.1 | 0.16 | 8.5991 | 67.7314 | 84.2104 | 0 |  | 42 | 0 | 41.3186 | 0.015982 | 0 | 38.6527 | 0.015982 | 0 | 36.9803 | 0 | 36.2407 | 36.2261 | 8968.34 | 19.7822 | 7713.96 | 7863.51 | 7827.62 | 7827.62 | 7718.04 | 7717.25 | 1554.07 | 0 | 0 | 1.2917 | 0 | 7715.96 | 950 | 7363.28 | 7326.4653
3967 | 1996-06-15 06:00 | 93 | 0 | 93 | 18.3 | 1.5 | 0.16 | 20.5437 | 74.8161 | 71.9351 | 0 |  | 93 | 0 | 91.8759 | 0.035389 | 0 | 85.9403 | 0.035389 | 0 | 82.2219 | 0 | 80.5775 | 80.547 | 19940.7 | 22.8294 | 18517.8 | 18667.5 | 18605.5 | 18605.5 | 18345 | 18340.6 | 1566.45 | 0 | 0 | 7.3639 | 0 | 18333.2 | 950 | 17645.7 | 17557.4648
3968 | 1996-06-15 07:00 | 140 | 0 | 140 | 18.9 | 2.1 | 0.16 | 32.8883 | 81.6583 | 59.2455 | 0 |  | 140 | 0 | 138.548 | 0.053274 | 0 | 129.594 | 0.053274 | 0 | 123.987 | 0 | 121.507 | 121.478 | 30073.5 | 25.5471 | 28656.6 | 28590.6 | 28504.9 | 28504.9 | 28105.8 | 28095.6 | 1560.62 | 0 | 0 | 17.1764 | 0 | 28078.4 | 950 | 27236.7 | 27100.4785
3969 | 1996-06-15 08:00 | 603 | 477 | 263 | 20 | 3.6 | 0.16 | 45.4533 | 88.9553 | 46.2943 | 0 |  | 603 | 329.249 | 260.98 | 0.22946 | 322.224 | 244.324 | 0.22946 | 314.976 | 233.751 | 0 | 537.753 | 537.606 | 133083 | 47.4764 | 133232 | 122030 | 121378 | 121378 | 119678 | 119486 | 1545.44 | 0 | 0 | 297.817 | 0 | 119188 | 949.999 | 117227 | 116640.5859
3970 | 1996-06-15 09:00 | 768 | 588 | 270 | 20.6 | 4.1 | 0.16 | 58.0367 | 98.0805 | 33.2136 | 0 |  | 768 | 490.481 | 270.191 | 0.29225 | 481.145 | 252.907 | 0.29225 | 476.42 | 241.963 | 0 | 704.015 | 703.484 | 174148 | 55.7454 | 174820 | 154644 | 153832 | 153832 | 151677 | 151378 | 1564.66 | 0 | 0 | 499.922 | 0 | 150878 | 950 | 148307 | 147565.9219
3971 | 1996-06-15 10:00 | 644 | 317 | 345 | 20.6 | 4.1 | 0.16 | 70.201 | 113.274 | 20.2054 | 0 |  | 644 | 297.83 | 345.851 | 0.24506 | 290.723 | 323.594 | 0.24506 | 289.756 | 309.593 | 0 | 587.362 | 586.927 | 145299 | 49.9224 | 145634 | 132067 | 131687 | 131687 | 129843 | 129625 | 1567.06 | 0 | 0 | 369.397 | 0 | 129256 | 950 | 127108 | 126472.0547
3972 | 1996-06-15 11:00 | 826 | 328 | 504 | 21.1 | 4.6 | 0.16 | 79.6963 | 154.5 | 8.4752 | 0 |  | 826 | 323.383 | 506.97 | 0.31432 | 318.382 | 474.23 | 0.31432 | 318.191 | 453.711 | 0 | 756.464 | 756.103 | 187180 | 58.0246 | 187952 | 164756 | 164177 | 164177 | 161878 | 161546 | 1577.51 | 0 | 0 | 567.942 | 0 | 160978 | 950 | 158191 | 157400.0781
3973 | 1996-06-15 12:00 | 956 | 578 | 394 | 20 | 4.6 | 0.16 | 77.0133 | 226.272 | 9.8102 | 0 |  | 956 | 567.984 | 399.495 | 0.36379 | 567.984 | 373.575 | 0.36379 | 567.546 | 357.413 | 0 | 906.459 | 906.348 | 224382 | 64.2618 | 225201 | 192227 | 191937 | 191937 | 189249 | 188813 | 1610.88 | 305.112 | 0 | 797.189 | 0 | 188015 | 950 | 184300 | 183378.1406
3974 | 1996-06-15 13:00 | 833 | 536 | 344 | 20.6 | 4.6 | 0.16 | 65.9483 | 253.472 | 21.7968 | 0 |  | 833 | 496.683 | 349.889 | 0.31698 | 496.683 | 327.077 | 0.31698 | 494.743 | 312.927 | 0 | 791.517 | 791.403 | 195926 | 59.2485 | 196762 | 171750 | 171444 | 171444 | 169043 | 168688 | 1594.46 | 0 | 0 | 629.272 | 0 | 168059 | 950 | 165116 | 164290.1875
3975 | 1996-06-15 14:00 | 753 | 533 | 325 | 20 | 4.6 | 0.16 | 53.5443 | 265.566 | 34.797 | 0 |  | 753 | 436.446 | 330.49 | 0.28654 | 436.446 | 308.849 | 0.28654 | 431.662 | 295.489 | 0 | 712.608 | 712.573 | 176410 | 54.7988 | 177122 | 157589 | 157309 | 157309 | 155105 | 154805 | 1592.17 | 0 | 0 | 525.535 | 0 | 154280 | 950 | 151645 | 150886.875
3976 | 1996-06-15 15:00 | 552 | 444 | 261 | 19.4 | 4.6 | 0.16 | 40.9392 | 273.788 | 47.8588 | 0 |  | 552 | 297.592 | 265.362 | 0.21005 | 252.326 | 247.906 | 0.21005 | 245.946 | 237.183 | 0 | 473.466 | 473.142 | 117132 | 42.5061 | 117019 | 108941 | 108499 | 108499 | 106956 | 106771 | 1445.68 | 0 | 0 | 191.45 | 0 | 106580 | 950 | 104802 | 104277.7344
3977 | 1996-06-15 16:00 | 331 | 163 | 252 | 19.4 | 4.1 | 0.16 | 28.4349 | 280.818 | 60.7819 | 0 |  | 331 | 80.8804 | 253.411 | 0.12596 | 57.7889 | 236.72 | 0.12596 | 54.5965 | 226.481 | 0 | 275.456 | 275.458 | 68189.1 | 33.1617 | 67235.5 | 65121.6 | 64863.4 | 64863.4 | 63955.2 | 63892.9 | 1460.22 | 0 | 0 | 80.8009 | 0 | 63812.1 | 950 | 62509.4 | 62196.8086
3978 | 1996-06-15 17:00 | 156 | 106 | 126 | 18.3 | 3.6 | 0.16 | 16.214 | 287.683 | 73.4302 | 0 |  | 156 | 30.5997 | 126.337 | 0.059363 | 10.2316 | 117.961 | 0.059363 | 9.0843 | 112.859 | 0 | 119.505 | 119.469 | 29574.4 | 24.4059 | 28158 | 28207.8 | 28097.3 | 28097.3 | 27703.9 | 27692.7 | 1511.05 | 0 | 0 | 16.2471 | 0 | 27676.5 | 950 | 26826.8 | 26692.6543
3979 | 1996-06-15 18:00 | 28 | 3 | 27 | 18.3 | 2.6 | 0.16 | 4.4663 | 294.986 | 85.6265 | 0 |  | 28 | 0.87542 | 27.3418 | 0.010655 | 0.43259 | 25.6077 | 0.010655 | 0.29018 | 24.4995 | 0 | 24.2939 | 24.2812 | 6011.11 | 19.5988 | 4869.88 | 4964.43 | 4934.88 | 4934.88 | 4865.79 | 4865.46 | 1530.93 | 0 | 0 | 0.50844 | 0 | 4864.95 | 950 | 4631.9 | 4608.7437
3980 | 1996-06-15 19:00 | 0 | 0 | 0 | 17.8 | 3.1 | 0.16
3981 | 1996-06-15 20:00 | 0 | 0 | 0 | 17.2 | 2.6 | 0.16
3982 | 1996-06-15 21:00 | 0 | 0 | 0 | 17.8 | 2.1 | 0.16
3983 | 1996-06-15 22:00 | 0 | 0 | 0 | 17.8 | 2.1 | 0.16
3984 | 1996-06-15 23:00 | 0 | 0 | 0 | 17.2 | 2.1 | 0.16
3985 | 1996-06-16 | 0 | 0 | 0 | 17.8 | 2.1 | 0.16
3986 | 1996-06-16 01:00 | 0 | 0 | 0 | 17.8 | 2.6 | 0.16
3987 | 1996-06-16 02:00 | 0 | 0 | 0 | 17.8 | 2.6 | 0.16
3988 | 1996-06-16 03:00 | 0 | 0 | 0 | 17.2 | 2.6 | 0.16
3989 | 1996-06-16 04:00 | 1 | 0 | 1 | 17.2 | 2.6 | 0.16 | -2.7393 | 59.8193 | 90 | 0 |  | 1 | 0 | 1.0809 | 0.00038053 | 0 | 1.0109 | 0 | 0 | 0.96718 | 0 | 0.94784 | 0.94749 | 234.565 | 17.2507 | 18.3865 | 18.3012 | 17.1001 | 17.1001 | 16.8607 | 16.8607 | 1328.67 | 0 | 0 | 4.7528e-06 | 0 | 16.8607 | 950 | 15.9896 | 15.9097
3990 | 1996-06-16 05:00 | 42 | 0 | 42 | 17.8 | 1.5 | 0.16 | 8.5757 | 67.6752 | 84.2365 | 0 |  | 42 | 0 | 41.3135 | 0.015982 | 0 | 38.6481 | 0.015982 | 0 | 36.9759 | 0 | 36.2364 | 36.2215 | 8967.1 | 19.8368 | 7712.73 | 7861.05 | 7824.16 | 7824.16 | 7714.62 | 7713.85 | 1572.09 | 0 | 0 | 1.3127 | 0 | 7712.54 | 950 | 7360.02 | 7323.2153
3991 | 1996-06-16 06:00 | 94 | 0 | 94 | 18.3 | 2.1 | 0.16 | 20.5161 | 74.759 | 71.9656 | 0 |  | 94 | 0 | 92.8491 | 0.03577 | 0 | 86.8512 | 0.03577 | 0 | 83.0934 | 0 | 81.4315 | 81.3917 | 20149.7 | 22.7536 | 18725.6 | 18882.4 | 18819.4 | 18819.4 | 18555.9 | 18551.5 | 1576.8 | 0 | 0 | 7.6102 | 0 | 18543.9 | 950 | 17851.3 | 17762.002
3992 | 1996-06-16 07:00 | 143 | 0 | 143 | 18.3 | 0 | 0.16 | 32.858 | 81.5967 | 59.2793 | 0 |  | 143 | 0 | 141.499 | 0.054416 | 0 | 132.355 | 0.054416 | 0 | 126.628 | 0 | 124.096 | 124.07 | 30715.3 | 25.7696 | 29301.7 | 29208.7 | 29123.2 | 29123.2 | 28715.4 | 28704.8 | 1570.48 | 0 | 0 | 18.1154 | 0 | 28686.7 | 950 | 27840.2 | 27701.0293
3993 | 1996-06-16 08:00 | 198 | 0 | 198 | 18.9 | 0 | 0.16 | 45.4216 | 88.8829 | 46.3302 | 0 |  | 198 | 0 | 196.157 | 0.075345 | 0 | 183.48 | 0.075345 | 0 | 175.542 | 0 | 172.031 | 171.984 | 42576.8 | 29.2543 | 41262.9 | 40592.3 | 40491.6 | 40491.6 | 39924.7 | 39904.5 | 1578.13 | 0 | 0 | 35.066 | 0 | 39869.4 | 950 | 38949.6 | 38754.8516
3994 | 1996-06-16 09:00 | 247 | 0 | 247 | 19.4 | 3.6 | 0.16 | 58.006 | 97.9838 | 33.2503 | 0 |  | 247 | 0 | 245.031 | 0.093991 | 0 | 229.191 | 0.093991 | 0 | 219.275 | 0 | 214.889 | 214.8 | 53176.4 | 30.3782 | 51993.8 | 50937.5 | 50806.5 | 50806.5 | 50095.2 | 50062.9 | 1563.08 | 0 | 0 | 54.6539 | 0 | 50008.2 | 950 | 48901.9 | 48657.4375
3995 | 1996-06-16 10:00 | 280 | 0 | 280 | 20 | 4.6 | 0.16 | 70.1772 | 113.113 | 20.2395 | 0 |  | 280 | 0 | 278.152 | 0.10655 | 0 | 260.163 | 0.10655 | 0 | 248.906 | 0 | 243.928 | 243.79 | 60353.3 | 31.9056 | 59273.3 | 57737.2 | 57589.4 | 57589.4 | 56783.2 | 56741.8 | 1574.08 | 0 | 0 | 70.6579 | 0 | 56671.2 | 949.999 | 55456.3 | 55179.0586
3996 | 1996-06-16 11:00 | 685 | 113 | 574 | 20 | 4.1 | 0.16 | 79.707 | 154.173 | 8.4831 | 0 |  | 685 | 111.47 | 587.254 | 0.26066 | 109.746 | 549.275 | 0.26066 | 109.68 | 525.51 | 0 | 622.486 | 622.253 | 154045 | 51.0872 | 154501 | 139517 | 139121 | 139121 | 137173 | 136931 | 1568.97 | 0 | 0 | 408.024 | 0 | 136523 | 950 | 134238 | 133567.1406
3997 | 1996-06-16 12:00 | 920 | 605 | 331 | 20 | 5.2 | 0.16 | 77.0705 | 226.203 | 9.7533 | 0 |  | 920 | 595.237 | 335.939 | 0.35009 | 595.237 | 314.14 | 0.35009 | 594.783 | 300.549 | 0 | 877.425 | 877.33 | 217197 | 61.6909 | 218042 | 188267 | 187960 | 187960 | 185328 | 184902 | 1593.32 | 0 | 0 | 759.338 | 0 | 184142 | 950 | 180824 | 179920.125
3998 | 1996-06-16 13:00 | 682 | 325 | 385 | 20.6 | 6.2 | 0.16 | 66.0073 | 253.484 | 21.7393 | 0 |  | 682 | 301.649 | 389.512 | 0.25952 | 301.649 | 364.146 | 0.25952 | 300.477 | 348.393 | 0 | 635.893 | 635.728 | 157385 | 49.4662 | 157893 | 143651 | 143372 | 143372 | 141365 | 141116 | 1589.59 | 0 | 0 | 440.575 | 0 | 140675 | 950 | 138323 | 137631.5781
3999 | 1996-06-16 14:00 | 642 | 279 | 417 | 22.8 | 7.2 | 0.16 | 53.6026 | 265.581 | 34.74 | 0 |  | 642 | 229.426 | 421.767 | 0.2443 | 229.426 | 394.189 | 0.2443 | 226.921 | 377.137 | 0 | 591.977 | 591.791 | 146508 | 48.4759 | 146866 | 134153 | 133884 | 133884 | 132009 | 131789 | 1581.18 | 0 | 0 | 380.058 | 0 | 131409 | 950 | 129236 | 128589.4375
4000 | 1996-06-16 15:00 | 346 | 162 | 239 | 20 | 4.6 | 0.16 | 40.9974 | 273.8 | 47.8017 | 0 |  | 346 | 109.417 | 240.47 | 0.13166 | 92.9108 | 224.744 | 0.13166 | 90.5701 | 215.022 | 0 | 299.48 | 299.529 | 74152.6 | 34.6276 | 73297.4 | 70586.9 | 70359.8 | 70359.8 | 69374.7 | 69304.4 | 1490.89 | 0 | 0 | 97.5169 | 0 | 69206.9 | 949.999 | 67858.7 | 67519.3906
4001 | 1996-06-16 16:00 | 322 | 311 | 173 | 19.4 | 5.2 | 0.16 | 28.4932 | 280.826 | 60.7243 | 0 |  | 322 | 152.534 | 174.803 | 0.12253 | 109.208 | 163.28 | 0.12253 | 103.197 | 156.217 | 0 | 254.226 | 254.397 | 62971.4 | 31.489 | 61954.5 | 60266.4 | 59905.1 | 59905.1 | 59056.8 | 58985.5 | 1322.7 | 0 | 0 | 46.9113 | 0 | 58938.6 | 950 | 57717.5 | 57428.9453
4002 | 1996-06-16 17:00 | 155 | 189 | 101 | 18.3 | 4.1 | 0.16 | 16.2724 | 287.686 | 73.3721 | 0 |  | 155 | 55.0738 | 101.774 | 0.058982 | 18.4099 | 95.0058 | 0.058982 | 16.3547 | 90.897 | 0 | 105.107 | 105.087 | 26011.8 | 23.55 | 24594.8 | 24699 | 24571 | 24571 | 24227 | 24216.4 | 1406.06 | 0 | 0 | 11.489 | 0 | 24204.9 | 950 | 23398.4 | 23281.3672
4003 | 1996-06-16 18:00 | 29 | 8 | 28 | 17.8 | 3.1 | 0.16 | 4.5247 | 294.984 | 85.5723 | 0 |  | 29 | 0.88625 | 28.3342 | 0.011035 | 0.43643 | 26.5343 | 0.011035 | 0.29363 | 25.386 | 0 | 25.166 | 25.1531 | 6226.96 | 19.1151 | 5075.71 | 5183.3 | 5153.35 | 5153.35 | 5081.2 | 5080.85 | 1538.43 | 0 | 0 | 0.56003 | 0 | 5080.29 | 950 | 4837.77 | 4813.583
4004 | 1996-06-16 19:00 | 0 | 0 | 0 | 17.8 | 3.1 | 0.16
4005 | 1996-06-16 20:00 | 0 | 0 | 0 | 17.8 | 2.6 | 0.16
4006 | 1996-06-16 21:00 | 0 | 0 | 0 | 17.8 | 2.6 | 0.16
4007 | 1996-06-16 22:00 | 0 | 0 | 0 | 17.8 | 1.5 | 0.16
4008 | 1996-06-16 23:00 | 0 | 0 | 0 | 17.8 | 2.1 | 0.16
4009 | 1996-06-17 | 0 | 0 | 0 | 17.8 | 2.1 | 0.16
4010 | 1996-06-17 01:00 | 0 | 0 | 0 | 18.3 | 2.1 | 0.16
4011 | 1996-06-17 02:00 | 0 | 0 | 0 | 18.3 | 2.1 | 0.16
4012 | 1996-06-17 03:00 | 0 | 0 | 0 | 18.3 | 3.6 | 0.16
4013 | 1996-06-17 04:00 | 1 | 0 | 1 | 18.9 | 1.5 | 0.16 | -2.7615 | 59.7667 | 90 | 0 |  | 1 | 0 | 1.0809 | 0.00038053 | 0 | 1.0109 | 0 | 0 | 0.9672 | 0 | 0.94786 | 0.94748 | 234.563 | 18.9533 | 18.383 | 18.3164 | 17.1278 | 17.1278 | 16.888 | 16.888 | 1363.7 | 0 | 0 | 4.9868e-06 | 0 | 16.888 | 950 | 16.0155 | 15.9355
4014 | 1996-06-17 05:00 | 30 | 0 | 30 | 18.9 | 2.1 | 0.16 | 8.5483 | 67.6247 | 84.2662 | 0 |  | 30 | 0 | 29.8314 | 0.011416 | 0 | 27.8966 | 0.011416 | 0 | 26.6896 | 0 | 26.1558 | 26.1485 | 6473.46 | 20.3308 | 5310.95 | 5401.14 | 5371.29 | 5371.29 | 5296.09 | 5295.73 | 1554.37 | 0 | 0 | 0.60915 | 0 | 5295.12 | 950 | 5043.17 | 5017.9512
4015 | 1996-06-17 06:00 | 89 | 0 | 89 | 18.9 | 1.5 | 0.16 | 20.4851 | 74.7082 | 71.9993 | 0 |  | 89 | 0 | 87.9668 | 0.033867 | 0 | 82.2819 | 0.033867 | 0 | 78.7218 | 0 | 77.1474 | 77.1228 | 19092.9 | 23.2369 | 17674.5 | 17790.2 | 17731.4 | 17731.4 | 17483.2 | 17479.3 | 1579.63 | 0 | 0 | 6.7312 | 0 | 17472.6 | 950 | 16805.6 | 16721.5781
4016 | 1996-06-17 07:00 | 152 | 0 | 152 | 19.4 | 2.1 | 0.16 | 32.8244 | 81.5423 | 59.3158 | 0 |  | 152 | 0 | 150.35 | 0.057841 | 0 | 140.637 | 0.057841 | 0 | 134.552 | 0 | 131.861 | 131.806 | 32630.4 | 26.6122 | 31228 | 31030.7 | 30932.4 | 30932.4 | 30499.3 | 30487.5 | 1576.45 | 0 | 0 | 20.4809 | 0 | 30467 | 950 | 29609.8 | 29461.7266
4017 | 1996-06-17 08:00 | 208 | 0 | 208 | 20.6 | 2.6 | 0.16 | 45.3868 | 88.8193 | 46.3687 | 0 |  | 208 | 0 | 206.037 | 0.07915 | 0 | 192.724 | 0.07915 | 0 | 184.386 | 0 | 180.698 | 180.651 | 44721.8 | 30.2627 | 43431.9 | 42564.3 | 42456.8 | 42456.8 | 41862.4 | 41839.9 | 1570.69 | 0 | 0 | 38.4319 | 0 | 41801.5 | 950 | 40849.8 | 40645.5781
4018 | 1996-06-17 09:00 | 837 | 832 | 133 | 20.6 | 4.6 | 0.16 | 57.9721 | 97.8988 | 33.2894 | 0 |  | 837 | 693.259 | 133.404 | 0.3185 | 680.064 | 124.852 | 0.3185 | 673.35 | 119.449 | 0 | 776.943 | 776.342 | 192182 | 58.513 | 192969 | 168567 | 167553 | 167553 | 165206 | 164851 | 1565.01 | 0 | 0 | 584.982 | 0 | 164266 | 950 | 161402 | 160595.0469
4019 | 1996-06-17 10:00 | 980 | 929 | 107 | 21.1 | 6.2 | 0.16 | 70.1495 | 112.968 | 20.2763 | 0 |  | 980 | 869.469 | 107.83 | 0.37292 | 848.724 | 100.894 | 0.37292 | 845.88 | 96.5286 | 0 | 923.56 | 922.98 | 228488 | 63.0093 | 229192 | 195968 | 195338 | 195338 | 192603 | 192112 | 1549.88 | 3948.15 | 0 | 801.626 | 0 | 191310 | 950 | 183866 | 182946.4219
4020 | 1996-06-17 11:00 | 1031 | 938 | 110 | 21.1 | 6.7 | 0.16 | 79.7109 | 153.86 | 8.4966 | 0 |  | 1031 | 924.849 | 111.009 | 0.39233 | 910.546 | 103.84 | 0.39233 | 909.999 | 99.3475 | 0 | 989.16 | 988.183 | 244626 | 64.9607 | 245201 | 208067 | 206963 | 206963 | 204063 | 203514 | 1563.21 | 9491.42 | 0 | 872.767 | 0 | 202642 | 950 | 189381 | 188433.7656
4021 | 1996-06-17 12:00 | 1021 | 937 | 109 | 21.7 | 6.2 | 0.16 | 77.1227 | 226.113 | 9.7006 | 0 |  | 1021 | 921.612 | 110.512 | 0.38852 | 921.612 | 103.343 | 0.38852 | 920.916 | 98.8722 | 0 | 999.392 | 999.345 | 247404 | 67.0768 | 248021 | 209003 | 208715 | 208715 | 205793 | 205270 | 1602.46 | 10228.1 | 0 | 940.272 | 0 | 204329 | 950 | 190292 | 189340.6719
4022 | 1996-06-17 13:00 | 949 | 925 | 105 | 21.1 | 7.2 | 0.16 | 66.0631 | 253.481 | 21.6839 | 0 |  | 949 | 857.17 | 107.096 | 0.36112 | 857.17 | 100.119 | 0.36112 | 853.857 | 95.7882 | 0 | 930.652 | 930.67 | 230406 | 61.4788 | 231189 | 199811 | 199526 | 199526 | 196733 | 196251 | 1596.79 | 2584.28 | 0 | 854.825 | 0 | 195396 | 950 | 189226 | 188279.6094
4023 | 1996-06-17 14:00 | 820 | 899 | 96 | 21.1 | 7.2 | 0.16 | 53.6583 | 265.586 | 34.685 | 0 |  | 820 | 738.205 | 98.4307 | 0.31204 | 738.205 | 91.9908 | 0.31204 | 730.174 | 88.0114 | 0 | 801.822 | 801.809 | 198503 | 55.8879 | 199344 | 176538 | 176254 | 176254 | 173786 | 173398 | 1578.88 | 0 | 0 | 654.577 | 0 | 172743 | 950 | 169695 | 168846.6406
4024 | 1996-06-17 15:00 | 638 | 839 | 87 | 21.1 | 6.7 | 0.16 | 41.0529 | 273.803 | 47.7466 | 0 |  | 638 | 563.413 | 89.5178 | 0.24278 | 478.988 | 83.6333 | 0.24278 | 466.962 | 80.0157 | 0 | 536.038 | 536.308 | 132767 | 44.9041 | 132934 | 121726 | 120913 | 120913 | 115065 | 114831 | 1447.31 | 0 | 0 | -387.21 | 0 | 115218 | 949.768 | 113218 | 112651.4688
4025 | 1996-06-17 16:00 | 373 | 609 | 81 | 20.6 | 5.7 | 0.16 | 28.5487 | 280.827 | 60.669 | 0 |  | 373 | 298.907 | 83.6639 | 0.14194 | 214.018 | 78.0791 | 0.14194 | 202.278 | 74.7025 | 0 | 271.441 | 271.672 | 67240.4 | 33.2195 | 66368.8 | 63712.6 | 63070.9 | 63070.9 | 60394.8 | 60301.3 | 1299.38 | 0 | 0 | -263.511 | 0 | 60564.8 | 950 | 59368.1 | 59071.2305
4026 | 1996-06-17 17:00 | 209 | 543 | 56 | 19.4 | 4.1 | 0.16 | 16.3278 | 287.683 | 73.3167 | 0 |  | 209 | 156.031 | 57.5621 | 0.079531 | 52.1437 | 53.6625 | 0.079531 | 46.3475 | 51.3423 | 0 | 95.736 | 95.7296 | 23688.8 | 24.1826 | 22382.1 | 22219.1 | 21960.6 | 21960.6 | 21598.6 | 21576.5 | 1104.09 | 0 | 0 | -16.385 | 0 | 21592.9 | 945.718 | 20898 | 20793.5254
4027 | 1996-06-17 18:00 | 36 | 161 | 22 | 18.9 | 4.1 | 0.16 | 4.5795 | 294.977 | 85.521 | 0 |  | 36 | 12.5508 | 21.6475 | 0.013699 | 6.1606 | 20.1033 | 0.013699 | 4.1563 | 19.2348 | 0 | 22.9233 | 22.9101 | 5671.68 | 20.0446 | 4561.42 | 4638.46 | 4603.28 | 4603.28 | 4534.33 | 4533.75 | 1309.81 | 0 | 0 | 0.27031 | 0 | 4533.48 | 941.888 | 4316.8 | 4295.2129
4028 | 1996-06-17 19:00 | 0 | 0 | 0 | 18.9 | 4.1 | 0.16
4029 | 1996-06-17 20:00 | 0 | 0 | 0 | 18.9 | 3.1 | 0.16
4030 | 1996-06-17 21:00 | 0 | 0 | 0 | 18.3 | 2.1 | 0.16
4031 | 1996-06-17 22:00 | 0 | 0 | 0 | 18.3 | 2.1 | 0.16
4032 | 1996-06-17 23:00 | 0 | 0 | 0 | 18.3 | 1.5 | 0.16
4033 | 1996-06-18 | 0 | 0 | 0 | 17.8 | 1.5 | 0.16
4034 | 1996-06-18 01:00 | 0 | 0 | 0 | 18.3 | 2.1 | 0.16
4035 | 1996-06-18 02:00 | 0 | 0 | 0 | 18.3 | 1.5 | 0.16
4036 | 1996-06-18 03:00 | 0 | 0 | 0 | 17.8 | 2.1 | 0.16
4037 | 1996-06-18 04:00 | 0 | 0 | 0 | 17.8 | 2.1 | 0.16
4038 | 1996-06-18 05:00 | 24 | 0 | 24 | 18.3 | 3.1 | 0.16 | 8.5172 | 67.58 | 84.2993 | 0 |  | 24 | 0 | 23.9948 | 0.0091327 | 0 | 22.4345 | 0.0091327 | 0 | 21.4639 | 0 | 21.0347 | 21.0284 | 5205.87 | 19.3995 | 4104.9 | 4185.54 | 4156.3 | 4156.3 | 4098.11 | 4097.89 | 1537.11 | 0 | 0 | 0.35998 | 0 | 4097.53 | 950 | 3898.78 | 3879.2842
4039 | 1996-06-18 06:00 | 68 | 0 | 68 | 18.9 | 0 | 0.16 | 20.4507 | 74.6639 | 72.0359 | 0 |  | 68 | 0 | 67.399 | 0.025876 | 0 | 63.0353 | 0.025876 | 0 | 60.308 | 0 | 59.1018 | 59.0736 | 14624.4 | 22.4565 | 13249.1 | 13375.3 | 13327.2 | 13327.2 | 13140.7 | 13138.4 | 1564.03 | 0 | 0 | 3.7747 | 0 | 13134.7 | 950 | 12589.3 | 12526.3135
4040 | 1996-06-18 07:00 | 428 | 604 | 101 | 20 | 0 | 0.16 | 32.7878 | 81.4953 | 59.355 | 0 |  | 428 | 307.459 | 99.6221 | 0.16287 | 298.271 | 93.3273 | 0.16287 | 283.803 | 89.288 | 0 | 365.629 | 365.458 | 90466.3 | 42.0024 | 89890.9 | 84067.6 | 83528 | 83528 | 82358.5 | 82257.3 | 1522.43 | 0 | 0 | 131.129 | 0 | 82126.2 | 949.999 | 80681.8 | 80278.3984
4041 | 1996-06-18 08:00 | 625 | 672 | 148 | 21.1 | 3.1 | 0.16 | 45.3492 | 88.7647 | 46.4095 | 0 |  | 625 | 461.772 | 147.59 | 0.23783 | 451.68 | 138.209 | 0.23783 | 441.45 | 132.227 | 0 | 562.204 | 562.148 | 139158 | 50.4918 | 139403 | 126030 | 125154 | 125154 | 123402 | 123198 | 1556.47 | 0 | 0 | 314.352 | 0 | 122884 | 950 | 120852 | 120248.2109
4042 | 1996-06-18 09:00 | 662 | 516 | 225 | 22.2 | 4.6 | 0.16 | 57.9351 | 97.8256 | 33.3308 | 0 |  | 662 | 430.303 | 225.625 | 0.25191 | 422.113 | 211.206 | 0.25191 | 417.933 | 202.066 | 0 | 607.6 | 606.98 | 150258 | 51.8421 | 150663 | 135533 | 134801 | 134801 | 132913 | 132683 | 1560.22 | 0 | 0 | 380.489 | 0 | 132302 | 950 | 130094 | 129443.1094
4043 | 1996-06-18 10:00 | 876 | 700 | 218 | 21.1 | 4.6 | 0.16 | 70.1179 | 112.841 | 20.3158 | 0 |  | 876 | 655.303 | 220.319 | 0.33334 | 639.668 | 206.183 | 0.33334 | 637.515 | 197.262 | 0 | 818.082 | 817.396 | 202348 | 61.0179 | 203152 | 175419 | 174882 | 174882 | 172432 | 172047 | 1560.81 | 0 | 0 | 646.991 | 0 | 171400 | 950 | 168374 | 167532.5312
4044 | 1996-06-18 11:00 | 874 | 631 | 254 | 23.3 | 4.6 | 0.16 | 79.7082 | 153.561 | 8.5154 | 0 |  | 874 | 622.562 | 257.814 | 0.33258 | 612.934 | 241.182 | 0.33258 | 612.564 | 230.746 | 0 | 826.445 | 825.888 | 204453 | 63.6326 | 205278 | 175407 | 174585 | 174585 | 172141 | 171762 | 1577.02 | 0 | 0 | 637.141 | 0 | 171125 | 950 | 168109 | 167268.0781
4045 | 1996-06-18 12:00 | 915 | 670 | 263 | 23.3 | 6.7 | 0.16 | 77.1699 | 226 | 9.6523 | 0 |  | 915 | 658.844 | 268.113 | 0.34819 | 658.844 | 250.713 | 0.34819 | 658.351 | 239.866 | 0 | 880.253 | 880.123 | 217890 | 62.3644 | 218738 | 188336 | 188044 | 188044 | 185411 | 184982 | 1593.23 | 0 | 0 | 762.718 | 0 | 184219 | 950 | 180900 | 179995.8125
4046 | 1996-06-18 13:00 | 589 | 337 | 281 | 21.1 | 3.1 | 0.16 | 66.1159 | 253.463 | 21.6308 | 0 |  | 589 | 312.793 | 286.482 | 0.22413 | 312.793 | 267.801 | 0.22413 | 311.591 | 256.216 | 0 | 556.451 | 556.355 | 137735 | 50.1889 | 137962 | 125125 | 124878 | 124878 | 123130 | 122938 | 1582.36 | 0 | 0 | 333.427 | 0 | 122605 | 950 | 120594 | 119991
4047 | 1996-06-18 14:00 | 787 | 730 | 200 | 21.7 | 3.6 | 0.16 | 53.7114 | 265.58 | 34.6319 | 0 |  | 787 | 598.493 | 205.318 | 0.29948 | 598.493 | 191.843 | 0.29948 | 592.005 | 183.545 | 0 | 760.039 | 760.018 | 188156 | 60.5436 | 188954 | 163994 | 163736 | 163736 | 161444 | 161116 | 1599.63 | 0 | 0 | 572.917 | 0 | 160543 | 950 | 157771 | 156982.1719
4048 | 1996-06-18 15:00 | 568 | 656 | 137 | 21.1 | 4.6 | 0.16 | 41.1059 | 273.798 | 47.6936 | 0 |  | 568 | 440.691 | 141.162 | 0.21614 | 375.318 | 131.834 | 0.21614 | 365.926 | 126.132 | 0 | 482.217 | 482.132 | 119357 | 44.6451 | 119302 | 109650 | 109028 | 109028 | 105494 | 105305 | 1448.61 | 0 | 0 | -856.309 | 0 | 106162 | 950 | 104359 | 103837.0625
4049 | 1996-06-18 16:00 | 351 | 419 | 150 | 20 | 2.6 | 0.16 | 28.6014 | 280.82 | 60.6161 | 0 |  | 351 | 205.745 | 152.761 | 0.13357 | 147.533 | 142.641 | 0.13357 | 139.468 | 136.472 | 0 | 270.421 | 270.713 | 67008.4 | 34.4799 | 66069.5 | 63366.2 | 62921.4 | 62921.4 | 61984.1 | 61898.9 | 1310.7 | 0 | 0 | 47.8053 | 0 | 61851.1 | 950 | 60600.4 | 60297.3555
4050 | 1996-06-18 17:00 | 181 | 292 | 99 | 19.4 | 2.6 | 0.16 | 16.3799 | 287.673 | 73.2641 | 0 |  | 181 | 83.6212 | 99.7638 | 0.068876 | 27.9379 | 93.1309 | 0.068876 | 24.8449 | 89.1032 | 0 | 111.669 | 111.612 | 27625.5 | 25.3699 | 26226.6 | 26118.9 | 25955.5 | 25955.5 | 25592.1 | 25577.4 | 1325.59 | 0 | 0 | 11.3855 | 0 | 25566 | 950 | 24747 | 24623.293
4051 | 1996-06-18 18:00 | 28 | 26 | 26 | 18.9 | 3.1 | 0.16 | 4.6305 | 294.963 | 85.4728 | 0 |  | 28 | 1.8122 | 26.2867 | 0.010655 | 0.88685 | 24.626 | 0.010655 | 0.59987 | 23.5601 | 0 | 23.6768 | 23.6665 | 5858.87 | 20.1374 | 4724.89 | 4807.29 | 4777.81 | 4777.81 | 4710.92 | 4710.61 | 1519.47 | 0 | 0 | 0.47175 | 0 | 4710.14 | 950 | 4483.87 | 4461.4482
4052 | 1996-06-18 19:00 | 0 | 0 | 0 | 18.3 | 3.6 | 0.16
4053 | 1996-06-18 20:00 | 0 | 0 | 0 | 17.8 | 0 | 0.16
4054 | 1996-06-18 21:00 | 0 | 0 | 0 | 17.8 | 2.6 | 0.16
4055 | 1996-06-18 22:00 | 0 | 0 | 0 | 17.8 | 1.5 | 0.16
4056 | 1996-06-18 23:00 | 0 | 0 | 0 | 17.8 | 2.6 | 0.16
4057 | 1996-06-19 | 0 | 0 | 0 | 17.8 | 2.1 | 0.16
4058 | 1996-06-19 01:00 | 0 | 0 | 0 | 17.8 | 3.6 | 0.16
4059 | 1996-06-19 02:00 | 0 | 0 | 0 | 17.8 | 2.6 | 0.16
4060 | 1996-06-19 03:00 | 0 | 0 | 0 | 17.2 | 0 | 0.16
4061 | 1996-06-19 04:00 | 0 | 0 | 0 | 17.8 | 0 | 0.16
4062 | 1996-06-19 05:00 | 32 | 0 | 32 | 17.8 | 2.6 | 0.16 | 8.4824 | 67.5412 | 84.336 | 0 |  | 32 | 0 | 31.7564 | 0.012177 | 0 | 29.6987 | 0.012177 | 0 | 28.4138 | 0 | 27.8455 | 27.8299 | 6889.65 | 19.2886 | 5709.36 | 5828.52 | 5797.61 | 5797.61 | 5716.45 | 5716.02 | 1556.83 | 0 | 0 | 0.71045 | 0 | 5715.31 | 950 | 5445.22 | 5417.9927
4063 | 1996-06-19 06:00 | 66 | 0 | 66 | 18.3 | 3.1 | 0.16 | 20.413 | 74.626 | 72.0756 | 0 |  | 66 | 0 | 65.4334 | 0.025115 | 0 | 61.1962 | 0.025115 | 0 | 58.5485 | 0 | 57.3776 | 57.361 | 14200.4 | 21.2991 | 12831.3 | 13009.9 | 12960.7 | 12960.7 | 12779.3 | 12777.1 | 1556.77 | 0 | 0 | 3.5646 | 0 | 12773.6 | 950 | 12239.6 | 12178.4424
4064 | 1996-06-19 07:00 | 113 | 0 | 113 | 18.3 | 2.1 | 0.16 | 32.7482 | 81.4557 | 59.3967 | 0 |  | 113 | 0 | 111.941 | 0.043 | 0 | 104.699 | 0.043 | 0 | 100.169 | 0 | 98.1661 | 98.1375 | 24295.3 | 23.67 | 22862.9 | 22973.6 | 22899.5 | 22899.5 | 22579 | 22572.3 | 1562.47 | 0 | 0 | 11.1114 | 0 | 22561.2 | 950 | 21788.8 | 21679.8926
4065 | 1996-06-19 08:00 | 570 | 399 | 287 | 19.4 | 3.6 | 0.16 | 45.3087 | 88.7191 | 46.4526 | 0 |  | 570 | 273.941 | 284.337 | 0.2169 | 267.953 | 266.143 | 0.2169 | 261.869 | 254.627 | 0 | 506.166 | 505.896 | 125236 | 45.2557 | 125257 | 115788 | 115177 | 115177 | 113564 | 113393 | 1560.25 | 0 | 0 | 271.723 | 0 | 113122 | 950 | 111274 | 110717.5
4066 | 1996-06-19 09:00 | 798 | 591 | 298 | 20 | 5.2 | 0.16 | 57.8951 | 97.7642 | 33.3744 | 0 |  | 798 | 492.306 | 297.855 | 0.30366 | 482.936 | 278.787 | 0.30366 | 478.14 | 266.723 | 0 | 729.966 | 729.41 | 180566 | 54.6617 | 181287 | 161122 | 160307 | 160307 | 158062 | 157728 | 1553.3 | 0 | 0 | 531.437 | 0 | 157197 | 950 | 154492 | 153719.3906
4067 | 1996-06-19 10:00 | 865 | 639 | 265 | 19.4 | 5.2 | 0.16 | 70.0824 | 112.732 | 20.3579 | 0 |  | 865 | 597.512 | 267.119 | 0.32916 | 583.256 | 249.972 | 0.32916 | 581.285 | 239.155 | 0 | 804.032 | 803.547 | 198925 | 57.5847 | 199723 | 175138 | 174597 | 174597 | 172153 | 171766 | 1559.69 | 0 | 0 | 648.22 | 0 | 171118 | 950 | 168099 | 167258.6719
4068 | 1996-06-19 11:00 | 959 | 698 | 273 | 19.4 | 5.2 | 0.16 | 79.699 | 153.278 | 8.5394 | 0 |  | 959 | 688.808 | 276.775 | 0.36493 | 678.156 | 258.918 | 0.36493 | 677.744 | 247.715 | 0 | 906.95 | 906.492 | 224408 | 62.4767 | 225175 | 193338 | 192443 | 192443 | 189749 | 189279 | 1559.09 | 1852.67 | 0 | 765.117 | 0 | 188514 | 950 | 183237 | 182320.375
4069 | 1996-06-19 12:00 | 756 | 379 | 387 | 20 | 4.6 | 0.16 | 77.2119 | 225.867 | 9.6084 | 0 |  | 756 | 372.86 | 392.451 | 0.28768 | 372.86 | 366.989 | 0.28768 | 372.584 | 351.112 | 0 | 709.222 | 709.078 | 175542 | 54.6281 | 176246 | 156918 | 156631 | 156631 | 154437 | 154141 | 1594.38 | 0 | 0 | 529.145 | 0 | 153612 | 950 | 150990 | 150234.9531
4070 | 1996-06-19 13:00 | 887 | 605 | 334 | 18.9 | 6.2 | 0.16 | 66.1654 | 253.429 | 21.5801 | 0 |  | 887 | 561.589 | 339.823 | 0.33753 | 561.589 | 317.669 | 0.33753 | 559.44 | 303.926 | 0 | 846.099 | 846.006 | 209443 | 57.3142 | 210302 | 185111 | 184831 | 184831 | 182243 | 181824 | 1582.27 | 0 | 0 | 727.618 | 0 | 181097 | 950 | 177852 | 176962.5938
4071 | 1996-06-19 14:00 | 533 | 256 | 327 | 19.4 | 4.6 | 0.16 | 53.7617 | 265.564 | 34.5809 | 0 |  | 533 | 210.027 | 330.983 | 0.20282 | 210.027 | 309.35 | 0.20282 | 207.758 | 295.967 | 0 | 493.651 | 493.54 | 122184 | 43.5022 | 122155 | 113830 | 113591 | 113591 | 112000 | 111845 | 1596.59 | 0 | 0 | 277.537 | 0 | 111568 | 950 | 109759 | 109210.5312
4072 | 1996-06-19 15:00 | 342 | 202 | 209 | 19.4 | 6.2 | 0.16 | 41.1561 | 273.785 | 47.6427 | 0 |  | 342 | 135.987 | 211.547 | 0.13014 | 115.984 | 197.672 | 0.13014 | 113.091 | 189.121 | 0 | 296.168 | 296.126 | 73309.3 | 32.846 | 72443.5 | 70225.5 | 69983.4 | 69983.4 | 69003.6 | 68931 | 1469.67 | 0 | 0 | 93.5505 | 0 | 68837.5 | 949.999 | 67497.9 | 67160.3828
4073 | 1996-06-19 16:00 | 264 | 256 | 142 | 18.9 | 4.1 | 0.16 | 28.6511 | 280.807 | 60.5656 | 0 |  | 264 | 124.877 | 143.537 | 0.10046 | 89.5175 | 134.081 | 0.10046 | 84.6391 | 128.282 | 0 | 208.662 | 208.551 | 51623 | 29.319 | 50443.5 | 49494 | 49190.8 | 49190.8 | 48497 | 48448.8 | 1327.22 | 0 | 0 | 33.023 | 0 | 48415.8 | 950 | 47352.1 | 47115.3828
4074 | 1996-06-19 17:00 | 96 | 13 | 92 | 18.3 | 4.1 | 0.16 | 16.4287 | 287.658 | 73.2143 | 0 |  | 96 | 4.079 | 91.3676 | 0.036531 | 1.3599 | 85.4138 | 0.036531 | 1.21 | 81.7187 | 0 | 81.2702 | 81.2391 | 20111.5 | 22.3586 | 18687.3 | 18871.9 | 18807.2 | 18807.2 | 18543.9 | 18539.3 | 1552.69 | 0 | 0 | 7.4889 | 0 | 18531.9 | 950 | 17837.9 | 17748.6816
4075 | 1996-06-19 18:00 | 33 | 14 | 32 | 18.3 | 4.1 | 0.16 | 4.6778 | 294.944 | 85.4277 | 0 |  | 33 | 0.91511 | 32.3354 | 0.012557 | 0.44626 | 30.2666 | 0.012557 | 0.30256 | 28.9568 | 0 | 28.6742 | 28.6656 | 7096.6 | 19.7321 | 5908.12 | 6021.95 | 5991.07 | 5991.07 | 5907.19 | 5906.72 | 1537.31 | 0 | 0 | 0.74749 | 0 | 5905.97 | 950 | 5627.74 | 5599.5972
4076 | 1996-06-19 19:00 | 0 | 0 | 0 | 18.3 | 2.1 | 0.16
4077 | 1996-06-19 20:00 | 0 | 0 | 0 | 18.3 | 2.6 | 0.16
4078 | 1996-06-19 21:00 | 0 | 0 | 0 | 18.3 | 2.6 | 0.16
4079 | 1996-06-19 22:00 | 0 | 0 | 0 | 18.3 | 3.6 | 0.16
4080 | 1996-06-19 23:00 | 0 | 0 | 0 | 18.3 | 2.1 | 0.16
4081 | 1996-06-20 | 0 | 0 | 0 | 18.3 | 2.1 | 0.16
4082 | 1996-06-20 01:00 | 0 | 0 | 0 | 18.3 | 0 | 0.16
4083 | 1996-06-20 02:00 | 0 | 0 | 0 | 18.3 | 0 | 0.16
4084 | 1996-06-20 03:00 | 0 | 0 | 0 | 18.3 | 3.6 | 0.16
4085 | 1996-06-20 04:00 | 0 | 0 | 0 | 17.8 | 2.6 | 0.16
4086 | 1996-06-20 05:00 | 27 | 0 | 27 | 18.3 | 1.5 | 0.16 | 8.4438 | 67.5082 | 84.376 | 0 |  | 27 | 0 | 26.917 | 0.010274 | 0 | 25.1691 | 0.010274 | 0 | 24.0802 | 0 | 23.5986 | 23.5882 | 5839.62 | 19.6264 | 4706.29 | 4796.75 | 4767.58 | 4767.58 | 4700.84 | 4700.55 | 1553.46 | 0 | 0 | 0.47864 | 0 | 4700.07 | 950 | 4474.28 | 4451.9038
4087 | 1996-06-20 06:00 | 77 | 0 | 77 | 18.3 | 3.6 | 0.16 | 20.372 | 74.5946 | 72.1181 | 0 |  | 77 | 0 | 76.224 | 0.029301 | 0 | 71.2929 | 0.029301 | 0 | 68.2083 | 0 | 66.8441 | 66.8119 | 16540.1 | 21.7147 | 15142 | 15329 | 15273.8 | 15273.8 | 15060 | 15057.1 | 1567.23 | 0 | 0 | 4.9596 | 0 | 15052.1 | 950 | 14449.2 | 14376.9717
4088 | 1996-06-20 07:00 | 140 | 0 | 140 | 18.9 | 2.6 | 0.16 | 32.7057 | 81.4236 | 59.441 | 0 |  | 140 | 0 | 138.54 | 0.053274 | 0 | 129.586 | 0.053274 | 0 | 123.98 | 0 | 121.5 | 121.452 | 30066.9 | 25.3962 | 28649.9 | 28599.8 | 28507.4 | 28507.4 | 28108.3 | 28098.3 | 1581.88 | 0 | 0 | 17.5831 | 0 | 28080.7 | 950 | 27238.3 | 27102.1426
4089 | 1996-06-20 08:00 | 198 | 0 | 198 | 18.9 | 4.1 | 0.16 | 45.2654 | 88.6825 | 46.4979 | 0 |  | 198 | 0 | 196.151 | 0.075345 | 0 | 183.474 | 0.075345 | 0 | 175.536 | 0 | 172.025 | 171.967 | 42572.9 | 27.4913 | 41258.9 | 40863.6 | 40759.2 | 40759.2 | 40188.5 | 40167.8 | 1568.91 | 0 | 0 | 35.3526 | 0 | 40132.4 | 950 | 39208.1 | 39012.0547
4090 | 1996-06-20 09:00 | 244 | 0 | 244 | 19.4 | 4.1 | 0.16 | 57.8523 | 97.7147 | 33.4201 | 0 |  | 244 | 0 | 242.049 | 0.092849 | 0 | 226.402 | 0.092849 | 0 | 216.606 | 0 | 212.274 | 212.222 | 52538.7 | 30.0024 | 51347.5 | 50375.3 | 50251.8 | 50251.8 | 49548.2 | 49516.9 | 1574.63 | 0 | 0 | 53.825 | 0 | 49463.1 | 950 | 48365.8 | 48124.0039
4091 | 1996-06-20 10:00 | 613 | 321 | 311 | 19.4 | 4.6 | 0.16 | 70.0432 | 112.639 | 20.4025 | 0 |  | 613 | 300.735 | 312.952 | 0.23327 | 293.7 | 292.845 | 0.23327 | 292.703 | 280.174 | 0 | 561.419 | 561.065 | 138896 | 46.7998 | 139137 | 127799 | 127425 | 127425 | 125642 | 125438 | 1569.25 | 0 | 0 | 345.92 | 0 | 125092 | 950 | 123021 | 122406.3359
4092 | 1996-06-20 11:00 | 907 | 684 | 235 | 20 | 5.2 | 0.16 | 79.6832 | 153.011 | 8.5686 | 0 |  | 907 | 674.729 | 238.785 | 0.34514 | 664.295 | 223.383 | 0.34514 | 663.889 | 213.717 | 0 | 860.054 | 859.323 | 212730 | 60.8352 | 213548 | 184743 | 183851 | 183851 | 181277 | 180848 | 1563.69 | 0 | 0 | 700.44 | 0 | 180148 | 950 | 176923 | 176038.0312
4093 | 1996-06-20 12:00 | 1002 | 832 | 192 | 19.4 | 4.1 | 0.16 | 77.2486 | 225.712 | 9.5689 | 0 |  | 1002 | 818.452 | 195.493 | 0.38129 | 818.452 | 182.808 | 0.38129 | 817.851 | 174.899 | 0 | 972.895 | 972.83 | 240842 | 68.0018 | 241533 | 202667 | 202378 | 202378 | 199544 | 199051 | 1594.6 | 5007.2 | 0 | 880.918 | 0 | 198170 | 950 | 189506 | 188558.7031
4094 | 1996-06-20 13:00 | 886 | 745 | 206 | 19.4 | 4.1 | 0.16 | 66.2116 | 253.381 | 21.5319 | 0 |  | 886 | 690.546 | 211.376 | 0.33715 | 690.546 | 197.576 | 0.33715 | 687.916 | 189.029 | 0 | 859.406 | 859.351 | 212747 | 62.3324 | 213605 | 183930 | 183652 | 183652 | 181079 | 180671 | 1598.95 | 0 | 0 | 724.077 | 0 | 179947 | 950 | 176729 | 175845.8281
4095 | 1996-06-20 14:00 | 713 | 626 | 208 | 19.4 | 3.6 | 0.16 | 53.8092 | 265.537 | 34.532 | 0 |  | 713 | 514.862 | 213.376 | 0.27132 | 514.862 | 199.376 | 0.27132 | 509.319 | 190.751 | 0 | 686.069 | 686.012 | 169833 | 54.4612 | 170484 | 151902 | 151628 | 151628 | 149506 | 149225 | 1593.39 | 0 | 0 | 489.995 | 0 | 148735 | 950 | 146222 | 145491.0938
4096 | 1996-06-20 15:00 | 541 | 556 | 175 | 19.4 | 3.6 | 0.16 | 41.2035 | 273.764 | 47.5941 | 0 |  | 541 | 374.213 | 179.542 | 0.20587 | 319.36 | 167.7 | 0.20587 | 311.418 | 160.446 | 0 | 462.427 | 462.57 | 114516 | 43.0414 | 114372 | 105992 | 105433 | 105433 | 103000 | 102826 | 1456.43 | 0 | 0 | -706.695 | 0 | 103533 | 950 | 101791 | 101281.9922
4097 | 1996-06-20 16:00 | 389 | 598 | 101 | 18.9 | 4.1 | 0.16 | 28.6978 | 280.786 | 60.5176 | 0 |  | 389 | 294.789 | 103.997 | 0.14803 | 211.555 | 97.0704 | 0.14803 | 200.062 | 92.8724 | 0 | 287.076 | 287.186 | 71082.7 | 33.2476 | 70252.1 | 67438.6 | 66788.2 | 66788.2 | 64461.3 | 64359.2 | 1299.31 | 0 | 0 | -617.189 | 0 | 64976.4 | 950 | 63715.5 | 63396.9414
4098 | 1996-06-20 17:00 | 200 | 462 | 69 | 18.9 | 4.1 | 0.16 | 16.4741 | 287.636 | 73.1675 | 0 |  | 200 | 133.591 | 70.6999 | 0.076106 | 44.5036 | 65.9315 | 0.076106 | 39.6177 | 63.0807 | 0 | 100.644 | 100.761 | 24935.9 | 23.9339 | 23589.5 | 23512.1 | 23287.8 | 23287.8 | 22947.6 | 22927.6 | 1162.72 | 0 | 0 | 5.6145 | 0 | 22922 | 946.209 | 22180.3 | 22069.3535
4099 | 1996-06-20 18:00 | 36 | 102 | 27 | 18.3 | 3.6 | 0.16 | 4.7212 | 294.919 | 85.3855 | 0 |  | 36 | 8.3119 | 26.7343 | 0.013699 | 4.0431 | 24.889 | 0.013699 | 2.7469 | 23.8132 | 0 | 26.0289 | 26.0128 | 6439.86 | 19.6295 | 5284.15 | 5385.19 | 5350.61 | 5350.61 | 5275.7 | 5275.12 | 1403.3 | 0 | 0 | 0.42563 | 0 | 5274.69 | 950 | 5023.21 | 4998.0903
4100 | 1996-06-20 19:00 | 0 | 0 | 0 | 18.3 | 2.6 | 0.16
4101 | 1996-06-20 20:00 | 0 | 0 | 0 | 18.3 | 2.6 | 0.16
4102 | 1996-06-20 21:00 | 0 | 0 | 0 | 18.9 | 1.5 | 0.16
4103 | 1996-06-20 22:00 | 0 | 0 | 0 | 18.9 | 2.1 | 0.16
4104 | 1996-06-20 23:00 | 0 | 0 | 0 | 18.9 | 1.5 | 0.16
4105 | 1996-06-21 | 0 | 0 | 0 | 18.9 | 2.1 | 0.16
4106 | 1996-06-21 01:00 | 0 | 0 | 0 | 18.9 | 3.6 | 0.16
4107 | 1996-06-21 02:00 | 0 | 0 | 0 | 18.9 | 2.1 | 0.16
4108 | 1996-06-21 03:00 | 0 | 0 | 0 | 18.3 | 1.5 | 0.16
4109 | 1996-06-21 04:00 | 0 | 0 | 0 | 18.9 | 3.1 | 0.16
4110 | 1996-06-21 05:00 | 41 | 0 | 41 | 18.9 | 3.1 | 0.16 | 8.4017 | 67.4812 | 84.4193 | 0 |  | 41 | 0 | 40.3319 | 0.015602 | 0 | 37.7297 | 0.015602 | 0 | 36.0972 | 0 | 35.3753 | 35.3504 | 8751.41 | 20.7483 | 7503.68 | 7622.37 | 7586.12 | 7586.12 | 7479.92 | 7479.18 | 1551.61 | 0 | 0 | 1.2142 | 0 | 7477.96 | 950 | 7134.77 | 7099.0913
4111 | 1996-06-21 06:00 | 95 | 0 | 95 | 18.9 | 3.6 | 0.16 | 20.3279 | 74.5697 | 72.1634 | 0 |  | 95 | 0 | 93.8091 | 0.03615 | 0 | 87.7503 | 0.03615 | 0 | 83.9536 | 0 | 82.2745 | 82.2442 | 20360.5 | 23.1034 | 18935.7 | 19068.9 | 19007.3 | 19007.3 | 18741.2 | 18736.6 | 1560.09 | 0 | 0 | 7.6601 | 0 | 18729 | 950 | 18032.2 | 17942.0039
4112 | 1996-06-21 07:00 | 145 | 0 | 145 | 18.9 | 3.1 | 0.16 | 32.6604 | 81.3989 | 59.4876 | 0 |  | 145 | 0 | 143.458 | 0.055177 | 0 | 134.188 | 0.055177 | 0 | 128.382 | 0 | 125.814 | 125.766 | 31135 | 25.4756 | 29723.6 | 29664.6 | 29578.7 | 29578.7 | 29164.6 | 29153.7 | 1573.27 | 0 | 0 | 18.6813 | 0 | 29135 | 950 | 28285.7 | 28144.2734
4113 | 1996-06-21 08:00 | 198 | 0 | 198 | 18.9 | 2.6 | 0.16 | 45.2195 | 88.655 | 46.5453 | 0 |  | 198 | 0 | 196.149 | 0.075345 | 0 | 183.473 | 0.075345 | 0 | 175.535 | 0 | 172.024 | 171.965 | 42572.3 | 28.098 | 41258.3 | 40769.2 | 40665.2 | 40665.2 | 40095.9 | 40075.2 | 1565.95 | 0 | 0 | 35.226 | 0 | 40040 | 950 | 39117.3 | 38921.7148
4114 | 1996-06-21 09:00 | 418 | 17 | 402 | 18.9 | 4.1 | 0.16 | 57.8066 | 97.677 | 33.4678 | 0 |  | 418 | 15.7522 | 398.687 | 0.15906 | 15.4524 | 372.957 | 0.15906 | 15.2979 | 356.82 | 0 | 364.676 | 364.517 | 90240.9 | 37.1109 | 89652.6 | 85614.7 | 85399.9 | 85399.9 | 84203.9 | 84112.5 | 1564.25 | 0 | 0 | 153.593 | 0 | 83958.9 | 949.999 | 82496.9 | 82084.4453
4115 | 1996-06-21 10:00 | 803 | 339 | 484 | 19.4 | 4.6 | 0.16 | 70.0004 | 112.564 | 20.4495 | 0 |  | 803 | 317.654 | 484.372 | 0.30557 | 310.223 | 453.211 | 0.30557 | 309.164 | 433.601 | 0 | 727.91 | 727.509 | 180101 | 54.9282 | 180820 | 160558 | 160132 | 160132 | 157889 | 157573 | 1579.78 | 0 | 0 | 548.459 | 0 | 157024 | 950 | 154323 | 153551.2188
4116 | 1996-06-21 11:00 | 967 | 598 | 379 | 19.4 | 5.7 | 0.16 | 79.6611 | 152.762 | 8.6028 | 0 |  | 967 | 590.373 | 382.868 | 0.36797 | 581.245 | 358.156 | 0.36797 | 580.886 | 342.66 | 0 | 905.075 | 904.52 | 223918 | 61.4162 | 224695 | 193926 | 193106 | 193106 | 190402 | 189933 | 1561.73 | 2380.35 | 0 | 771.357 | 0 | 189161 | 950 | 183340 | 182423.2344
4117 | 1996-06-21 12:00 | 564 | 157 | 411 | 19.4 | 3.6 | 0.16 | 77.2799 | 225.536 | 9.5341 | 0 |  | 564 | 154.594 | 413.459 | 0.21462 | 154.594 | 386.653 | 0.21462 | 154.481 | 369.924 | 0 | 513.917 | 513.739 | 127183 | 45.6565 | 127238 | 117530 | 117274 | 117274 | 115632 | 115463 | 1576.08 | 0 | 0 | 293.762 | 0 | 115169 | 950 | 113290 | 112723.6641
4118 | 1996-06-21 13:00 | 466 | 79 | 394 | 18.9 | 5.2 | 0.16 | 66.2544 | 253.317 | 21.4861 | 0 |  | 466 | 73.1156 | 400.738 | 0.17733 | 73.1156 | 374.738 | 0.17733 | 72.8384 | 358.526 | 0 | 422.737 | 422.616 | 104627 | 38.9828 | 104291 | 98901.6 | 98676.3 | 98676.3 | 97294.8 | 97174.5 | 1577.11 | 0 | 0 | 207.237 | 0 | 96967.3 | 949.999 | 95394.3 | 94917.375
4119 | 1996-06-21 14:00 | 625 | 216 | 451 | 19.4 | 5.7 | 0.16 | 53.8538 | 265.499 | 34.4854 | 0 |  | 625 | 177.396 | 454.424 | 0.23783 | 177.396 | 424.749 | 0.23783 | 175.493 | 406.374 | 0 | 570.229 | 570.104 | 141138 | 45.8821 | 141416 | 130530 | 130248 | 130248 | 128424 | 128221 | 1592.44 | 0 | 0 | 364.658 | 0 | 127856 | 950 | 125746 | 125117.5156
4120 | 1996-06-21 15:00 | 180 | 0 | 180 | 18.9 | 3.6 | 0.16 | 41.2481 | 273.734 | 47.5478 | 0 |  | 180 | 0 | 178.92 | 0.068495 | 0 | 167.308 | 0.068495 | 0 | 160.07 | 0 | 156.868 | 156.79 | 38815.6 | 26.9133 | 37462.9 | 37186.1 | 37084.3 | 37084.3 | 36565.2 | 36548.2 | 1580.76 | 0 | 0 | 29.4981 | 0 | 36518.7 | 950 | 35645.8 | 35467.582
4121 | 1996-06-21 16:00 | 130 | 0 | 130 | 18.9 | 5.2 | 0.16 | 28.7414 | 280.758 | 60.4723 | 0 |  | 130 | 0 | 129.123 | 0.049469 | 0 | 120.739 | 0.049469 | 0 | 115.515 | 0 | 113.205 | 113.187 | 28021.3 | 24.2787 | 26595.9 | 26663.2 | 26582.3 | 26582.3 | 26210.1 | 26201.1 | 1554.02 | 0 | 0 | 14.7765 | 0 | 26186.3 | 950 | 25362.7 | 25235.8359
4122 | 1996-06-21 17:00 | 99 | 0 | 99 | 17.8 | 2.6 | 0.16 | 16.5161 | 287.608 | 73.1237 | 0 |  | 99 | 0 | 98.3528 | 0.037672 | 0 | 91.9368 | 0.037672 | 0 | 87.9595 | 0 | 86.2003 | 86.1666 | 21331.9 | 22.4089 | 19903.1 | 20095.5 | 20028.9 | 20028.9 | 19748.5 | 19743.6 | 1571.4 | 0 | 0 | 8.5852 | 0 | 19735 | 950 | 19015.1 | 18920.041
4123 | 1996-06-21 18:00 | 23 | 0 | 23 | 17.8 | 4.1 | 0.16 | 4.7607 | 294.888 | 85.344 | 0 |  | 23 | 0 | 22.7825 | 0.0087522 | 0 | 21.3016 | 0.0087522 | 0 | 20.38 | 0 | 19.9724 | 19.9641 | 4942.4 | 18.7974 | 3855.88 | 3939.05 | 3909.71 | 3909.71 | 3854.98 | 3854.78 | 1539.09 | 0 | 0 | 0.31809 | 0 | 3854.46 | 950 | 3666.77 | 3648.4385
4124 | 1996-06-21 19:00 | 0 | 0 | 0 | 17.8 | 2.1 | 0.16
4125 | 1996-06-21 20:00 | 0 | 0 | 0 | 18.3 | 0 | 0.16
4126 | 1996-06-21 21:00 | 0 | 0 | 0 | 18.3 | 2.1 | 0.16
4127 | 1996-06-21 22:00 | 0 | 0 | 0 | 18.3 | 2.6 | 0.16
4128 | 1996-06-21 23:00 | 0 | 0 | 0 | 18.3 | 2.1 | 0.16
4129 | 1996-06-22 | 0 | 0 | 0 | 18.3 | 2.1 | 0.16
4130 | 1996-06-22 01:00 | 0 | 0 | 0 | 17.8 | 3.6 | 0.16
4131 | 1996-06-22 02:00 | 0 | 0 | 0 | 17.2 | 3.6 | 0.16
4132 | 1996-06-22 03:00 | 0 | 0 | 0 | 16.7 | 4.1 | 0.16
4133 | 1996-06-22 04:00 | 0 | 0 | 0 | 16.7 | 4.1 | 0.16
4134 | 1996-06-22 05:00 | 31 | 0 | 31 | 17.2 | 3.6 | 0.16 | 8.3561 | 67.4601 | 84.4658 | 0 |  | 31 | 0 | 30.7823 | 0.011796 | 0 | 28.7872 | 0.011796 | 0 | 27.5417 | 0 | 26.9908 | 26.9835 | 6680.13 | 18.5791 | 5508.69 | 5637.19 | 5606.61 | 5606.61 | 5528.11 | 5527.71 | 1556.02 | 0 | 0 | 0.66669 | 0 | 5527.05 | 950 | 5265.09 | 5238.7627
4135 | 1996-06-22 06:00 | 179 | 161 | 122 | 17.2 | 3.1 | 0.16 | 20.2808 | 74.5514 | 72.2114 | 0 |  | 179 | 50.1899 | 119.117 | 0.068115 | 47.762 | 111.508 | 0.068115 | 42.2457 | 106.682 | 0 | 145.949 | 145.888 | 36115.6 | 24.8277 | 34741.2 | 34748.6 | 34619.7 | 34619.7 | 34135 | 34118.6 | 1536.26 | 0 | 0 | 24.0298 | 0 | 34094.6 | 950 | 33230.8 | 33064.6055
4136 | 1996-06-22 07:00 | 271 | 219 | 153 | 18.3 | 2.6 | 0.16 | 32.6123 | 81.3817 | 59.5365 | 0 |  | 271 | 110.883 | 150.749 | 0.10312 | 107.567 | 141.123 | 0.10312 | 102.292 | 135.016 | 0 | 232.562 | 232.51 | 57558.3 | 30.7365 | 56439.8 | 55201.6 | 54945 | 54945 | 54175.7 | 54134.6 | 1539.03 | 0 | 0 | 60.049 | 0 | 54074.6 | 950 | 52896.3 | 52631.8516
4137 | 1996-06-22 08:00 | 227 | 79 | 171 | 18.3 | 3.1 | 0.16 | 45.1709 | 88.6365 | 46.5948 | 0 |  | 227 | 54.1947 | 169.743 | 0.08638 | 52.9961 | 158.833 | 0.08638 | 51.7826 | 151.96 | 0 | 199.668 | 199.556 | 49401.6 | 28.7337 | 48169.5 | 47481.8 | 47295.7 | 47295.7 | 46633.6 | 46605.5 | 1574.57 | 0 | 0 | 47.4136 | 0 | 46558.1 | 950 | 45517 | 45289.4414
4138 | 1996-06-22 09:00 | 787 | 660 | 229 | 18.9 | 4.1 | 0.16 | 57.7582 | 97.6513 | 33.5174 | 0 |  | 787 | 549.334 | 229.562 | 0.29948 | 538.879 | 214.891 | 0.29948 | 533.475 | 205.592 | 0 | 724.285 | 723.641 | 179137 | 55.0525 | 179850 | 159536 | 158655 | 158655 | 156433 | 156115 | 1560.92 | 0 | 0 | 527.758 | 0 | 155587 | 950 | 152918 | 152153.0625
4139 | 1996-06-22 10:00 | 965 | 857 | 161 | 19.4 | 5.7 | 0.16 | 69.954 | 112.507 | 20.4987 | 0 |  | 965 | 800.586 | 162.719 | 0.36721 | 781.859 | 152.274 | 0.36721 | 779.178 | 145.685 | 0 | 906.366 | 905.313 | 224112 | 61.453 | 224850 | 193681 | 193058 | 193058 | 190354 | 189879 | 1553.8 | 2851.64 | 0 | 784.267 | 0 | 189095 | 950 | 182800 | 181886.2812
4140 | 1996-06-22 11:00 | 1018 | 868 | 166 | 19.4 | 6.7 | 0.16 | 79.6326 | 152.531 | 8.6419 | 0 |  | 1018 | 855.425 | 168.545 | 0.38738 | 842.198 | 157.671 | 0.38738 | 841.674 | 150.849 | 0 | 972.673 | 971.917 | 240600 | 62.5387 | 241224 | 206969 | 205906 | 205906 | 203024 | 202484 | 1560.24 | 9067.88 | 0 | 872.409 | 0 | 201612 | 950 | 188800 | 187855.6094
4141 | 1996-06-22 12:00 | 1008 | 866 | 165 | 19.4 | 5.7 | 0.16 | 77.3058 | 225.339 | 9.5041 | 0 |  | 1008 | 851.773 | 168.404 | 0.38357 | 851.773 | 157.476 | 0.38357 | 851.155 | 150.663 | 0 | 981.782 | 981.699 | 243036 | 65.0012 | 243706 | 207322 | 207008 | 207008 | 204109 | 203595 | 1602.08 | 8952.81 | 0 | 926.486 | 0 | 202668 | 950 | 189947 | 188997.125
4142 | 1996-06-22 13:00 | 936 | 851 | 159 | 19.4 | 4.6 | 0.16 | 66.2937 | 253.239 | 21.443 | 0 |  | 936 | 789.036 | 162.998 | 0.35618 | 789.036 | 152.363 | 0.35618 | 786.057 | 145.771 | 0 | 913.192 | 913.144 | 226066 | 63.9938 | 226877 | 193892 | 193601 | 193601 | 190890 | 190427 | 1580.32 | 426.353 | 0 | 796.086 | 0 | 189631 | 950 | 185757 | 184828.3125
4143 | 1996-06-22 14:00 | 807 | 819 | 146 | 20 | 4.6 | 0.16 | 53.8954 | 265.45 | 34.441 | 0 |  | 807 | 673.904 | 150.1 | 0.30709 | 673.904 | 140.255 | 0.30709 | 666.693 | 134.188 | 0 | 784.863 | 784.893 | 194314 | 58.3306 | 195141 | 171003 | 170741 | 170741 | 168349 | 167991 | 1591.03 | 0 | 0 | 619.244 | 0 | 167372 | 950 | 164447 | 163624.6562
4144 | 1996-06-22 15:00 | 592 | 700 | 130 | 20 | 4.6 | 0.16 | 41.2896 | 273.695 | 47.5039 | 0 |  | 592 | 472.37 | 134.061 | 0.22527 | 403.727 | 125.2 | 0.22527 | 393.742 | 119.785 | 0 | 503.257 | 503.134 | 124556 | 44.5707 | 124585 | 114476 | 113808 | 113808 | 109956 | 109749 | 1443.12 | 0 | 0 | -853.698 | 0 | 110603 | 950 | 108717 | 108173.1797
4145 | 1996-06-22 16:00 | 420 | 665 | 100 | 20 | 4.1 | 0.16 | 28.7819 | 280.724 | 60.4297 | 0 |  | 420 | 327.554 | 102.991 | 0.15982 | 235.961 | 96.1302 | 0.15982 | 223.215 | 91.9728 | 0 | 308.885 | 309.09 | 76505.2 | 35.4419 | 75769.4 | 72031.3 | 71099.9 | 71099.9 | 68249.1 | 68131.1 | 1293.37 | 0 | 0 | -550.146 | 0 | 68681.2 | 950 | 67388.1 | 67051.1484
4146 | 1996-06-22 17:00 | 205 | 482 | 67 | 19.4 | 3.6 | 0.16 | 16.5546 | 287.573 | 73.0831 | 0 |  | 205 | 140.747 | 68.6942 | 0.078009 | 46.6429 | 64.0583 | 0.078009 | 41.565 | 61.2885 | 0 | 100.796 | 100.597 | 24895.1 | 24.5414 | 23555.2 | 23406.5 | 23166.9 | 23166.9 | 22839.8 | 22819.4 | 1148.75 | 0 | 0 | 5.2143 | 0 | 22814.2 | 946.608 | 22078 | 21967.6387
4147 | 1996-06-22 18:00 | 38 | 120 | 27 | 18.9 | 4.1 | 0.16 | 4.7962 | 294.852 | 85.3061 | 0 |  | 38 | 10.3333 | 26.8518 | 0.01446 | 5.0007 | 24.9461 | 0.01446 | 3.4035 | 23.8684 | 0 | 26.7264 | 26.7332 | 6618.2 | 20.2356 | 5459.28 | 5551.01 | 5514.4 | 5514.4 | 5436.48 | 5435.74 | 1366.4 | 0 | 0 | 0.40747 | 0 | 5435.33 | 942.708 | 5178.67 | 5152.7803
4148 | 1996-06-22 19:00 | 0 | 0 | 0 | 18.3 | 3.1 | 0.16
4149 | 1996-06-22 20:00 | 0 | 0 | 0 | 18.3 | 3.1 | 0.16
4150 | 1996-06-22 21:00 | 0 | 0 | 0 | 18.3 | 3.1 | 0.16
4151 | 1996-06-22 22:00 | 0 | 0 | 0 | 18.3 | 2.1 | 0.16
4152 | 1996-06-22 23:00 | 0 | 0 | 0 | 18.3 | 2.6 | 0.16
4153 | 1996-06-23 | 0 | 0 | 0 | 18.3 | 0 | 0.16
4154 | 1996-06-23 01:00 | 0 | 0 | 0 | 18.3 | 0 | 0.16
4155 | 1996-06-23 02:00 | 0 | 0 | 0 | 18.3 | 2.6 | 0.16
4156 | 1996-06-23 03:00 | 0 | 0 | 0 | 18.3 | 2.1 | 0.16
4157 | 1996-06-23 04:00 | 0 | 0 | 0 | 18.3 | 2.1 | 0.16
4158 | 1996-06-23 05:00 | 27 | 0 | 27 | 18.3 | 0 | 0.16 | 8.307 | 67.445 | 84.5155 | 0 |  | 27 | 0 | 26.9105 | 0.010274 | 0 | 25.1632 | 0.010274 | 0 | 24.0746 | 0 | 23.5931 | 23.5764 | 5836.62 | 19.7194 | 4703.4 | 4792.38 | 4763.3 | 4763.3 | 4696.61 | 4696.32 | 1549.1 | 0 | 0 | 0.4778 | 0 | 4695.85 | 950 | 4470.23 | 4447.8755
4159 | 1996-06-23 06:00 | 84 | 0 | 84 | 18.3 | 2.6 | 0.16 | 20.2306 | 74.5397 | 72.2621 | 0 |  | 84 | 0 | 83.0669 | 0.031964 | 0 | 77.6967 | 0.031964 | 0 | 74.3351 | 0 | 72.8484 | 72.8178 | 18027 | 22.1949 | 16615.8 | 16790.2 | 16731.9 | 16731.9 | 16497.7 | 16494.1 | 1557.39 | 0 | 0 | 5.9055 | 0 | 16488.2 | 950 | 15846.3 | 15767.0605
4160 | 1996-06-23 07:00 | 147 | 0 | 147 | 18.3 | 3.1 | 0.16 | 32.5615 | 81.372 | 59.5877 | 0 |  | 147 | 0 | 145.421 | 0.055938 | 0 | 136.025 | 0.055938 | 0 | 130.14 | 0 | 127.537 | 127.463 | 31555.1 | 24.9644 | 30146 | 30143.9 | 30057 | 30057 | 29636.2 | 29624.5 | 1538.7 | 0 | 0 | 18.8683 | 0 | 29605.6 | 950 | 28752.4 | 28608.6465
4161 | 1996-06-23 08:00 | 204 | 0 | 204 | 18.9 | 4.1 | 0.16 | 45.1199 | 88.6271 | 46.6462 | 0 |  | 204 | 0 | 202.075 | 0.077628 | 0 | 189.018 | 0.077628 | 0 | 180.84 | 0 | 177.223 | 177.156 | 43857.4 | 27.7506 | 42557.6 | 42109.1 | 42003 | 42003 | 41414.9 | 41393.2 | 1579.59 | 0 | 0 | 37.8689 | 0 | 41355.3 | 950 | 40411.5 | 40209.4023
4162 | 1996-06-23 09:00 | 868 | 716 | 263 | 19.4 | 4.1 | 0.16 | 57.7072 | 97.6376 | 33.5689 | 0 |  | 868 | 595.584 | 263.203 | 0.3303 | 584.25 | 246.369 | 0.3303 | 578.369 | 235.708 | 0 | 797.795 | 797.022 | 197303 | 59.2185 | 198106 | 172572 | 171656 | 171656 | 169252 | 168882 | 1570.85 | 0 | 0 | 617.134 | 0 | 168265 | 950 | 165311 | 164484.125
4163 | 1996-06-23 10:00 | 828 | 599 | 267 | 19.4 | 4.6 | 0.16 | 69.9042 | 112.467 | 20.5502 | 0 |  | 828 | 558.607 | 269.081 | 0.31508 | 545.541 | 251.809 | 0.31508 | 543.661 | 240.913 | 0 | 768.883 | 768.248 | 190185 | 56.9177 | 190957 | 167953 | 167453 | 167453 | 165109 | 164757 | 1564.64 | 0 | 0 | 597.538 | 0 | 164160 | 950 | 161299 | 160492.2812
4164 | 1996-06-23 11:00 | 781 | 492 | 298 | 19.4 | 4.1 | 0.16 | 79.5979 | 152.318 | 8.6857 | 0 |  | 781 | 484.937 | 301.824 | 0.29719 | 477.439 | 282.346 | 0.29719 | 477.14 | 270.129 | 0 | 732.324 | 731.825 | 181166 | 55.9614 | 181903 | 160821 | 160099 | 160099 | 157858 | 157539 | 1577.91 | 0 | 0 | 539.162 | 0 | 157000 | 950 | 154303 | 153531.25
4165 | 1996-06-23 12:00 | 734 | 482 | 264 | 19.4 | 6.2 | 0.16 | 77.3262 | 225.122 | 9.4788 | 0 |  | 734 | 474.89 | 269.097 | 0.27931 | 474.89 | 251.634 | 0.27931 | 474.548 | 240.748 | 0 | 700.989 | 700.925 | 173526 | 51.2265 | 174213 | 157356 | 157074 | 157074 | 154874 | 154570 | 1582.74 | 0 | 0 | 526.946 | 0 | 154043 | 950 | 151413 | 150655.8438
4166 | 1996-06-23 13:00 | 765 | 573 | 241 | 19.4 | 6.7 | 0.16 | 66.3295 | 253.145 | 21.4026 | 0 |  | 765 | 532.119 | 246.641 | 0.29111 | 532.119 | 230.546 | 0.29111 | 530.118 | 220.572 | 0 | 735.677 | 735.607 | 182113 | 52.05 | 182873 | 164619 | 164327 | 164327 | 162026 | 161692 | 1583.06 | 0 | 0 | 575.39 | 0 | 161117 | 950 | 158331 | 157539.0312
4167 | 1996-06-23 14:00 | 236 | 0 | 236 | 18.9 | 4.6 | 0.16 | 53.934 | 265.391 | 34.3991 | 0 |  | 236 | 0 | 234.777 | 0.089805 | 0 | 219.546 | 0.089805 | 0 | 210.048 | 0 | 205.847 | 205.767 | 50939.8 | 28.9487 | 49727 | 48982.2 | 48855 | 48855 | 48171 | 48140.7 | 1562.21 | 0 | 0 | 50.5727 | 0 | 48090.2 | 950 | 47021.2 | 46786.0625
4168 | 1996-06-23 15:00 | 188 | 0 | 188 | 18.3 | 4.6 | 0.16 | 41.3282 | 273.649 | 47.4625 | 0 |  | 188 | 0 | 186.907 | 0.07154 | 0 | 174.775 | 0.07154 | 0 | 167.214 | 0 | 163.87 | 163.776 | 40544.8 | 26.2981 | 39209.1 | 39008.6 | 38904 | 38904 | 38359.3 | 38340.5 | 1575.22 | 0 | 0 | 32.3376 | 0 | 38308.2 | 950 | 37413.5 | 37226.4219
4169 | 1996-06-23 16:00 | 129 | 0 | 129 | 17.8 | 4.6 | 0.16 | 28.8191 | 280.682 | 60.3898 | 0 |  | 129 | 0 | 128.125 | 0.049088 | 0 | 119.806 | 0.049088 | 0 | 114.623 | 0 | 112.33 | 112.273 | 27794.6 | 23.2829 | 26368.1 | 26534.3 | 26450.2 | 26450.2 | 26079.9 | 26071.1 | 1568.54 | 0 | 0 | 14.9618 | 0 | 26056.2 | 950 | 25233.4 | 25107.1914
4170 | 1996-06-23 17:00 | 65 | 0 | 65 | 17.2 | 4.1 | 0.16 | 16.5894 | 287.533 | 73.0455 | 0 |  | 65 | 0 | 64.464 | 0.024734 | 0 | 60.2836 | 0.024734 | 0 | 57.6755 | 0 | 56.522 | 56.4917 | 13985.4 | 20.0223 | 12619.3 | 12855.6 | 12804.8 | 12804.8 | 12625.5 | 12623.5 | 1572.58 | 0 | 0 | 3.5183 | 0 | 12620 | 950 | 12090.9 | 12030.4297
4171 | 1996-06-23 18:00 | 17 | 0 | 17 | 17.2 | 3.6 | 0.16 | 4.8277 | 294.81 | 85.2719 | 0 |  | 17 | 0 | 16.8623 | 0.006469 | 0 | 15.7787 | 0.006469 | 0 | 15.096 | 0 | 14.7941 | 14.7891 | 3661.21 | 17.9559 | 2656.18 | 2715.9 | 2699.25 | 2699.25 | 2661.46 | 2661.35 | 1417.79 | 0 | 0 | 0.13134 | 0 | 2661.22 | 950 | 2529.21 | 2516.5601
4172 | 1996-06-23 19:00 | 0 | 0 | 0 | 17.2 | 4.1 | 0.16
4173 | 1996-06-23 20:00 | 0 | 0 | 0 | 17.2 | 2.6 | 0.16
4174 | 1996-06-23 21:00 | 0 | 0 | 0 | 17.2 | 3.6 | 0.16
4175 | 1996-06-23 22:00 | 0 | 0 | 0 | 17.2 | 0 | 0.16
4176 | 1996-06-23 23:00 | 0 | 0 | 0 | 17.2 | 2.1 | 0.16
4177 | 1996-06-24 | 0 | 0 | 0 | 17.2 | 2.6 | 0.16
4178 | 1996-06-24 01:00 | 0 | 0 | 0 | 17.2 | 2.6 | 0.16
4179 | 1996-06-24 02:00 | 0 | 0 | 0 | 17.8 | 3.1 | 0.16
4180 | 1996-06-24 03:00 | 0 | 0 | 0 | 17.8 | 2.6 | 0.16
4181 | 1996-06-24 04:00 | 0 | 0 | 0 | 17.8 | 2.1 | 0.16
4182 | 1996-06-24 05:00 | 38 | 0 | 38 | 17.8 | 2.6 | 0.16 | 8.2546 | 67.436 | 84.5683 | 0 |  | 38 | 0 | 37.4635 | 0.01446 | 0 | 35.0437 | 0.01446 | 0 | 33.5275 | 0 | 32.8569 | 32.8415 | 8130.43 | 19.5566 | 6903.33 | 7042.31 | 7008.79 | 7008.79 | 6910.66 | 6910.05 | 1566.41 | 0 | 0 | 1.0436 | 0 | 6909.01 | 950 | 6588.94 | 6555.9961
4183 | 1996-06-24 06:00 | 82 | 0 | 82 | 18.3 | 0 | 0.16 | 20.1775 | 74.5346 | 72.3153 | 0 |  | 82 | 0 | 81.109 | 0.031203 | 0 | 75.8646 | 0.031203 | 0 | 72.5822 | 0 | 71.1305 | 71.1152 | 17605.4 | 22.5815 | 16197.7 | 16344.3 | 16286.9 | 16286.9 | 16058.8 | 16055.5 | 1557.49 | 0 | 0 | 5.5862 | 0 | 16049.9 | 950 | 15419.6 | 15342.5215
4184 | 1996-06-24 07:00 | 134 | 0 | 134 | 18.9 | 0 | 0.16 | 32.5081 | 81.3699 | 59.641 | 0 |  | 134 | 0 | 132.628 | 0.050991 | 0 | 124.055 | 0.050991 | 0 | 118.687 | 0 | 116.313 | 116.27 | 28784.1 | 25.9 | 27361.4 | 27262.3 | 27177.3 | 27177.3 | 26796.8 | 26787.5 | 1570.71 | 0 | 0 | 15.7232 | 0 | 26771.8 | 950 | 25942 | 25812.3242
4185 | 1996-06-24 08:00 | 492 | 224 | 334 | 19.4 | 3.1 | 0.16 | 45.0664 | 88.6268 | 46.6995 | 0 |  | 492 | 152.889 | 330.351 | 0.18722 | 149.467 | 309.174 | 0.18722 | 146.023 | 295.795 | 0 | 432.982 | 432.804 | 107143 | 42.029 | 106852 | 100072 | 99627 | 99627 | 98232.1 | 98104.9 | 1555.74 | 0 | 0 | 205.627 | 0 | 97899.2 | 949.999 | 96303.5 | 95821.9844
4186 | 1996-06-24 09:00 | 408 | 91 | 331 | 20.6 | 3.1 | 0.16 | 57.6536 | 97.6358 | 33.6222 | 0 |  | 408 | 75.7996 | 329.404 | 0.15526 | 74.3571 | 308.225 | 0.15526 | 73.606 | 294.888 | 0 | 361.124 | 360.918 | 89348.7 | 39.4705 | 88745.2 | 83960 | 83699.4 | 83699.4 | 82527.5 | 82441.5 | 1586.64 | 0 | 0 | 150.261 | 0 | 82291.3 | 950 | 80839.6 | 80435.3906
4187 | 1996-06-24 10:00 | 939 | 734 | 251 | 20 | 6.7 | 0.16 | 69.8511 | 112.445 | 20.6037 | 0 |  | 939 | 685.058 | 253.177 | 0.35732 | 669.035 | 236.929 | 0.35732 | 666.717 | 226.677 | 0 | 875.526 | 874.775 | 216553 | 58.827 | 217330 | 189501 | 188931 | 188931 | 186285 | 185837 | 1563.95 | 1256.87 | 0 | 756.295 | 0 | 185080 | 950 | 180476 | 179573.9219
4188 | 1996-06-24 11:00 | 938 | 696 | 255 | 20 | 6.2 | 0.16 | 79.5569 | 152.125 | 8.7342 | 0 |  | 938 | 685.738 | 258.785 | 0.35694 | 675.136 | 242.093 | 0.35694 | 674.708 | 231.618 | 0 | 888.199 | 887.617 | 219733 | 60.3036 | 220527 | 191215 | 190318 | 190318 | 187652 | 187202 | 1578.12 | 618.374 | 0 | 756.221 | 0 | 186445 | 950 | 182452 | 181539.3594
4189 | 1996-06-24 12:00 | 802 | 392 | 420 | 19.4 | 4.6 | 0.16 | 77.3409 | 224.886 | 9.4585 | 0 |  | 802 | 385.977 | 424.182 | 0.30518 | 385.977 | 396.673 | 0.30518 | 385.7 | 379.511 | 0 | 749.906 | 749.738 | 185612 | 56.0137 | 186394 | 164981 | 164670 | 164670 | 162363 | 162031 | 1583.09 | 0 | 0 | 577.034 | 0 | 161454 | 950 | 158659 | 157865.7188
4190 | 1996-06-24 13:00 | 837 | 515 | 366 | 19.4 | 5.7 | 0.16 | 66.3616 | 253.037 | 21.3651 | 0 |  | 837 | 478.304 | 371.934 | 0.3185 | 478.304 | 347.69 | 0.3185 | 476.512 | 332.649 | 0 | 792.978 | 792.826 | 196275 | 56.2279 | 197112 | 174317 | 174025 | 174025 | 171588 | 171223 | 1597.23 | 0 | 0 | 652.054 | 0 | 170571 | 950 | 167571 | 166732.9531
4191 | 1996-06-24 14:00 | 524 | 298 | 283 | 19.4 | 4.6 | 0.16 | 53.9694 | 265.322 | 34.3596 | 0 |  | 524 | 245.713 | 286.565 | 0.1994 | 245.713 | 267.839 | 0.1994 | 243.098 | 256.252 | 0 | 489.364 | 489.267 | 121126 | 43.2936 | 121078 | 112923 | 112708 | 112708 | 111129 | 110976 | 1588.45 | 0 | 0 | 272.698 | 0 | 110703 | 950 | 108910 | 108365.5547
4192 | 1996-06-24 15:00 | 611 | 582 | 227 | 19.4 | 6.2 | 0.16 | 41.3636 | 273.594 | 47.4237 | 0 |  | 611 | 392.642 | 231.258 | 0.2325 | 335.886 | 216.04 | 0.2325 | 327.619 | 206.695 | 0 | 523.627 | 523.907 | 129700 | 43.1888 | 129790 | 120326 | 119824 | 119824 | 117374 | 117146 | 1446.35 | 0 | 0 | -505.498 | 0 | 117652 | 950 | 115674 | 115095.6562
4193 | 1996-06-24 16:00 | 387 | 493 | 149 | 18.9 | 4.6 | 0.16 | 28.853 | 280.634 | 60.3528 | 0 |  | 387 | 243.644 | 151.78 | 0.14727 | 176.113 | 141.726 | 0.14727 | 166.648 | 135.596 | 0 | 296.199 | 296.263 | 73335.1 | 33.3681 | 72504 | 69797.5 | 69241.2 | 69241.2 | 67909.8 | 67804.6 | 1299.86 | 0 | 0 | -125.842 | 0 | 67930.4 | 950 | 66607.4 | 66274.4062
4194 | 1996-06-24 17:00 | 178 | 294 | 94 | 18.9 | 6.2 | 0.16 | 16.6206 | 287.486 | 73.0112 | 0 |  | 178 | 85.6925 | 95.403 | 0.067734 | 28.2527 | 89.0128 | 0.067734 | 25.2034 | 85.1636 | 0 | 108.16 | 108.142 | 26766.3 | 23.8103 | 25368.8 | 25415.3 | 25252.9 | 25252.9 | 24899.4 | 24885.5 | 1358.15 | 0 | 0 | 11.1695 | 0 | 24874.3 | 950 | 24067 | 23946.6875
4195 | 1996-06-24 18:00 | 31 | 11 | 30 | 18.3 | 3.1 | 0.16 | 4.855 | 294.763 | 85.2414 | 0 |  | 31 | 0.95232 | 30.26 | 0.011796 | 0.45832 | 28.3358 | 0.011796 | 0.31249 | 27.1095 | 0 | 26.8735 | 26.8607 | 6649.69 | 19.7044 | 5479.74 | 5585.44 | 5555.06 | 5555.06 | 5477.29 | 5476.89 | 1544.54 | 0 | 0 | 0.64955 | 0 | 5476.24 | 950 | 5216.5 | 5190.418
4196 | 1996-06-24 19:00 | 0 | 0 | 0 | 18.9 | 3.6 | 0.16
4197 | 1996-06-24 20:00 | 0 | 0 | 0 | 19.4 | 3.6 | 0.16
4198 | 1996-06-24 21:00 | 0 | 0 | 0 | 19.4 | 2.6 | 0.16
4199 | 1996-06-24 22:00 | 0 | 0 | 0 | 19.4 | 2.6 | 0.16
4200 | 1996-06-24 23:00 | 0 | 0 | 0 | 19.4 | 2.1 | 0.16
4201 | 1996-06-25 | 0 | 0 | 0 | 19.4 | 0 | 0.16
4202 | 1996-06-25 01:00 | 0 | 0 | 0 | 18.9 | 2.6 | 0.16
4203 | 1996-06-25 02:00 | 0 | 0 | 0 | 18.3 | 3.1 | 0.16
4204 | 1996-06-25 03:00 | 0 | 0 | 0 | 18.3 | 2.6 | 0.16
4205 | 1996-06-25 04:00 | 0 | 0 | 0 | 17.8 | 2.6 | 0.16
4206 | 1996-06-25 05:00 | 42 | 34 | 37 | 17.8 | 2.1 | 0.16 | 8.1988 | 67.4331 | 84.624 | 0 |  | 42 | 3.2819 | 35.611 | 0.015982 | 2.4596 | 33.3453 | 0.015982 | 1.2126 | 31.9023 | 0 | 32.4526 | 32.4394 | 8030.59 | 19.575 | 6808.28 | 6944.39 | 6909.87 | 6909.87 | 6813.13 | 6812.45 | 1498.96 | 0 | 0 | 0.96639 | 0 | 6811.48 | 950 | 6495.79 | 6463.3096
4207 | 1996-06-25 06:00 | 159 | 61 | 138 | 18.9 | 2.6 | 0.16 | 20.1216 | 74.5362 | 72.371 | 0 |  | 159 | 18.4693 | 138.91 | 0.060504 | 17.5741 | 129.936 | 0.060504 | 15.5186 | 124.314 | 0 | 137.036 | 136.971 | 33909.2 | 26.2263 | 32515.9 | 32356.1 | 32258.7 | 32258.7 | 31807.1 | 31793.7 | 1556.74 | 0 | 0 | 21.6172 | 0 | 31772.1 | 950 | 30910.6 | 30756.0703
4208 | 1996-06-25 07:00 | 278 | 64 | 244 | 19.4 | 2.6 | 0.16 | 32.4523 | 81.3754 | 59.6964 | 0 |  | 278 | 31.937 | 245.954 | 0.10579 | 30.9813 | 230.094 | 0.10579 | 29.4474 | 220.138 | 0 | 244.594 | 244.5 | 60529.3 | 32.4778 | 59452.2 | 57779.6 | 57606.2 | 57606.2 | 56799.7 | 56757.7 | 1568.13 | 0 | 0 | 69.9571 | 0 | 56687.7 | 949.999 | 55472.8 | 55195.3867
4209 | 1996-06-25 08:00 | 407 | 123 | 320 | 20.6 | 3.6 | 0.16 | 45.0105 | 88.6357 | 46.7545 | 0 |  | 407 | 84.1814 | 316.596 | 0.15488 | 82.2976 | 296.296 | 0.15488 | 80.3952 | 283.475 | 0 | 356.592 | 356.488 | 88251.5 | 38.8196 | 87629.1 | 83108.5 | 82807 | 82807 | 81647.7 | 81560.4 | 1559.95 | 0 | 0 | 143.126 | 0 | 81417.3 | 949.999 | 79972.2 | 79572.3125
4210 | 1996-06-25 09:00 | 794 | 656 | 241 | 20.6 | 5.7 | 0.16 | 57.5975 | 97.6459 | 33.6772 | 0 |  | 794 | 544.369 | 241.44 | 0.30214 | 534.01 | 226.006 | 0.30214 | 528.595 | 216.226 | 0 | 729.924 | 729.547 | 180596 | 54.4884 | 181318 | 161244 | 160372 | 160372 | 158127 | 157799 | 1555.31 | 0 | 0 | 535.972 | 0 | 157264 | 950 | 154556 | 153783.5312
4211 | 1996-06-25 10:00 | 898 | 604 | 332 | 20.6 | 3.6 | 0.16 | 69.7946 | 112.441 | 20.6593 | 0 |  | 898 | 563.578 | 333.838 | 0.34172 | 550.397 | 312.39 | 0.34172 | 548.479 | 298.872 | 0 | 830.404 | 829.688 | 205395 | 63.0043 | 206202 | 176546 | 176037 | 176037 | 173573 | 173186 | 1571.45 | 0 | 0 | 665.539 | 0 | 172520 | 950 | 169469 | 168621.7969
4212 | 1996-06-25 11:00 | 898 | 663 | 247 | 20.6 | 3.6 | 0.16 | 79.5099 | 151.952 | 8.7873 | 0 |  | 898 | 653.614 | 250.788 | 0.34172 | 642.59 | 234.612 | 0.34172 | 642.178 | 224.461 | 0 | 849.306 | 848.802 | 210124 | 63.9812 | 210943 | 179887 | 179219 | 179219 | 176709 | 176307 | 1571.52 | 0 | 0 | 669.765 | 0 | 175638 | 950 | 172517 | 171654.875
4213 | 1996-06-25 12:00 | 627 | 268 | 366 | 20.6 | 7.2 | 0.16 | 77.3499 | 224.63 | 9.4433 | 0 |  | 627 | 263.721 | 369.815 | 0.23859 | 263.721 | 345.833 | 0.23859 | 263.532 | 330.87 | 0 | 582.514 | 582.418 | 144187 | 45.8692 | 144511 | 133408 | 133138 | 133138 | 131274 | 131056 | 1582.08 | 0 | 0 | 378.404 | 0 | 130677 | 950 | 128513 | 127870.0234
4214 | 1996-06-25 13:00 | 719 | 466 | 292 | 20.6 | 3.6 | 0.16 | 66.3899 | 252.914 | 21.3304 | 0 |  | 719 | 433.631 | 297.579 | 0.2736 | 433.631 | 278.178 | 0.2736 | 432.013 | 266.144 | 0 | 684.193 | 684.121 | 169366 | 55.5646 | 170013 | 150780 | 150515 | 150515 | 148408 | 148138 | 1605.85 | 0 | 0 | 490.457 | 0 | 147648 | 950 | 145157 | 144430.7344
4215 | 1996-06-25 14:00 | 418 | 284 | 188 | 21.1 | 5.2 | 0.16 | 54.0016 | 265.242 | 34.3227 | 0 |  | 418 | 234.505 | 192.357 | 0.15906 | 234.505 | 179.751 | 0.15906 | 232.016 | 171.976 | 0 | 395.912 | 395.856 | 98001.5 | 39.9112 | 97548.4 | 92184.6 | 91983.3 | 91983.3 | 90695.5 | 90593.1 | 1592.31 | 0 | 0 | 181.793 | 0 | 90411.3 | 949.999 | 88913.4 | 88468.8047
4216 | 1996-06-25 15:00 | 547 | 360 | 309 | 20 | 5.2 | 0.16 | 41.3958 | 273.531 | 47.3876 | 0 |  | 547 | 243.368 | 312.484 | 0.20815 | 208.252 | 291.976 | 0.20815 | 203.138 | 279.346 | 0 | 472.834 | 472.916 | 117076 | 42.4731 | 116960 | 109071 | 108667 | 108667 | 107146 | 106967 | 1468.07 | 0 | 0 | 223.471 | 0 | 106744 | 949.999 | 104972 | 104446.9688
4217 | 1996-06-25 16:00 | 244 | 107 | 192 | 19.4 | 5.7 | 0.16 | 28.8834 | 280.578 | 60.3187 | 0 |  | 244 | 53.2375 | 192.955 | 0.092849 | 38.442 | 180.284 | 0.092849 | 36.3798 | 172.485 | 0 | 204.688 | 204.633 | 50658.1 | 28.9055 | 49446.4 | 48690.1 | 48515.6 | 48515.6 | 47836.4 | 47802.6 | 1478.18 | 0 | 0 | 46.4 | 0 | 47756.2 | 950 | 46699 | 46465.4805
4218 | 1996-06-25 17:00 | 89 | 109 | 57 | 19.4 | 5.7 | 0.16 | 16.6481 | 287.434 | 72.9803 | 0 |  | 89 | 32.6501 | 57.508 | 0.033867 | 10.7134 | 53.6945 | 0.033867 | 9.5612 | 51.3722 | 0 | 59.7148 | 59.74 | 14787.5 | 22.175 | 13422 | 13555.8 | 13475.7 | 13475.7 | 13287.1 | 13283.7 | 1410.47 | 0 | 0 | 3.3317 | 0 | 13280.3 | 950 | 12728 | 12664.3711
4219 | 1996-06-25 18:00 | 25 | 6 | 25 | 18.9 | 4.6 | 0.16 | 4.8782 | 294.71 | 85.2147 | 0 |  | 25 | 0 | 24.7645 | 0.0095133 | 0 | 23.1502 | 0.0095133 | 0 | 22.1487 | 0 | 21.7057 | 21.6995 | 5372.05 | 19.9597 | 4262.23 | 4338.36 | 4309.26 | 4309.26 | 4248.93 | 4248.69 | 1545.39 | 0 | 0 | 0.38846 | 0 | 4248.3 | 950 | 4042.7 | 4022.49
4220 | 1996-06-25 19:00 | 0 | 0 | 0 | 18.9 | 5.2 | 0.16
4221 | 1996-06-25 20:00 | 0 | 0 | 0 | 18.9 | 4.6 | 0.16
4222 | 1996-06-25 21:00 | 0 | 0 | 0 | 18.9 | 3.6 | 0.16
4223 | 1996-06-25 22:00 | 0 | 0 | 0 | 18.9 | 4.1 | 0.16
4224 | 1996-06-25 23:00 | 0 | 0 | 0 | 17.8 | 3.6 | 0.16
4225 | 1996-06-26 | 0 | 0 | 0 | 17.8 | 4.6 | 0.16
4226 | 1996-06-26 01:00 | 0 | 0 | 0 | 17.2 | 4.1 | 0.16
4227 | 1996-06-26 02:00 | 0 | 0 | 0 | 16.7 | 4.6 | 0.16
4228 | 1996-06-26 03:00 | 0 | 0 | 0 | 16.7 | 4.1 | 0.16
4229 | 1996-06-26 04:00 | 0 | 0 | 0 | 16.7 | 5.2 | 0.16
4230 | 1996-06-26 05:00 | 56 | 73 | 45 | 16.7 | 5.2 | 0.16 | 8.1399 | 67.4363 | 84.6827 | 0 |  | 56 | 7.1929 | 42.9745 | 0.02131 | 5.3881 | 40.2506 | 0.02131 | 2.622 | 38.5086 | 0 | 40.3079 | 40.2859 | 9973.01 | 18.6144 | 8692.49 | 8899.13 | 8854.51 | 8854.51 | 8730.55 | 8729.38 | 1496.4 | 0 | 0 | 1.5682 | 0 | 8727.81 | 950 | 8336.79 | 8295.1055
4231 | 1996-06-26 06:00 | 81 | 40 | 67 | 16.7 | 5.2 | 0.16 | 20.0629 | 74.5444 | 72.4291 | 0 |  | 81 | 12.308 | 67.6875 | 0.030823 | 11.711 | 63.2824 | 0.030823 | 10.3349 | 60.5447 | 0 | 69.462 | 69.4314 | 17188.7 | 19.9994 | 15784.6 | 16081.2 | 16014.3 | 16014.3 | 15790.1 | 15786.7 | 1551.66 | 0 | 0 | 5.2417 | 0 | 15781.5 | 950 | 15158.5 | 15082.7549
4232 | 1996-06-26 07:00 | 140 | 0 | 140 | 17.2 | 5.7 | 0.16 | 32.394 | 81.3884 | 59.7538 | 0 |  | 140 | 0 | 138.53 | 0.053274 | 0 | 129.577 | 0.053274 | 0 | 123.971 | 0 | 121.491 | 121.46 | 30068.4 | 22.842 | 28651.5 | 28878.4 | 28788.2 | 28788.2 | 28385.1 | 28374.7 | 1567.32 | 0 | 0 | 17.6311 | 0 | 28357.1 | 950 | 27513.7 | 27376.1016
4233 | 1996-06-26 08:00 | 198 | 0 | 198 | 17.8 | 3.1 | 0.16 | 44.9524 | 88.6536 | 46.8113 | 0 |  | 198 | 0 | 196.143 | 0.075345 | 0 | 183.468 | 0.075345 | 0 | 175.53 | 0 | 172.019 | 171.957 | 42570.7 | 26.7908 | 41256.7 | 40969 | 40867.8 | 40867.8 | 40295.7 | 40274.9 | 1576.8 | 0 | 0 | 35.5576 | 0 | 40239.4 | 950 | 39313.4 | 39116.8516
4234 | 1996-06-26 09:00 | 244 | 0 | 244 | 17.8 | 5.2 | 0.16 | 57.5391 | 97.668 | 33.7337 | 0 |  | 244 | 0 | 242.044 | 0.092849 | 0 | 226.397 | 0.092849 | 0 | 216.602 | 0 | 212.27 | 212.241 | 52543.2 | 27.8857 | 51352.1 | 50784.9 | 50658.6 | 50658.6 | 49949.4 | 49917 | 1564.42 | 0 | 0 | 54.1101 | 0 | 49862.9 | 950 | 48759.1 | 48515.3359
4235 | 1996-06-26 10:00 | 784 | 470 | 343 | 18.3 | 3.6 | 0.16 | 69.735 | 112.454 | 20.7168 | 0 |  | 784 | 439.115 | 344.779 | 0.29834 | 428.845 | 322.627 | 0.29834 | 427.342 | 308.667 | 0 | 721.289 | 720.394 | 178338 | 55.1184 | 179044 | 158793 | 158338 | 158338 | 156121 | 155800 | 1560.76 | 0 | 0 | 527.34 | 0 | 155273 | 950 | 152611 | 151848.2812
4236 | 1996-06-26 11:00 | 961 | 759 | 216 | 18.9 | 3.1 | 0.16 | 79.4568 | 151.799 | 8.8449 | 0 |  | 961 | 748.002 | 219.722 | 0.36569 | 735.387 | 205.552 | 0.36569 | 734.91 | 196.658 | 0 | 912.936 | 912.343 | 225851 | 66.6017 | 226607 | 190850 | 190123 | 190123 | 187461 | 187011 | 1577.1 | 455.004 | 0 | 753.054 | 0 | 186258 | 950 | 182432 | 181520.1875
4237 | 1996-06-26 12:00 | 840 | 570 | 285 | 19.4 | 6.7 | 0.16 | 77.3531 | 224.356 | 9.4333 | 0 |  | 840 | 560.798 | 290.108 | 0.31965 | 560.798 | 271.285 | 0.31965 | 560.398 | 259.548 | 0 | 803.547 | 803.458 | 198910 | 55.0616 | 199757 | 177544 | 177263 | 177263 | 174781 | 174399 | 1589.98 | 0 | 0 | 673.51 | 0 | 173726 | 950 | 170653 | 169799.3125
4238 | 1996-06-26 13:00 | 868 | 700 | 227 | 18.9 | 5.7 | 0.16 | 66.4144 | 252.777 | 21.2989 | 0 |  | 868 | 650.975 | 232.571 | 0.3303 | 650.975 | 217.393 | 0.3303 | 648.552 | 207.989 | 0 | 839.41 | 839.337 | 207792 | 57.8883 | 208653 | 183211 | 182919 | 182919 | 180358 | 179951 | 1590.91 | 0 | 0 | 716.661 | 0 | 179234 | 950 | 176033 | 175153.1406
4239 | 1996-06-26 14:00 | 753 | 624 | 249 | 18.9 | 5.2 | 0.16 | 54.0305 | 265.152 | 34.2885 | 0 |  | 753 | 513.895 | 254.53 | 0.28654 | 513.895 | 237.847 | 0.28654 | 508.453 | 227.558 | 0 | 721.29 | 721.216 | 178549 | 53.1724 | 179281 | 160622 | 160339 | 160339 | 158094 | 157783 | 1596.32 | 0 | 0 | 549.753 | 0 | 157233 | 950 | 154535 | 153761.8906
4240 | 1996-06-26 15:00 | 539 | 438 | 249 | 18.3 | 5.7 | 0.16 | 41.4247 | 273.461 | 47.3542 | 0 |  | 539 | 296.559 | 253.378 | 0.20511 | 253.697 | 236.71 | 0.20511 | 247.479 | 226.471 | 0 | 464.471 | 464.653 | 115034 | 39.8837 | 114887 | 108122 | 107672 | 107672 | 106079 | 105898 | 1453.67 | 0 | 0 | 129.01 | 0 | 105769 | 950 | 104004 | 103483.7891
4241 | 1996-06-26 16:00 | 276 | 246 | 157 | 18.3 | 6.2 | 0.16 | 28.9105 | 280.516 | 60.2877 | 0 |  | 276 | 121.844 | 158.692 | 0.10503 | 88.2459 | 148.236 | 0.10503 | 83.5218 | 141.824 | 0 | 220.839 | 220.749 | 54645.4 | 28.3235 | 53503.1 | 52722.4 | 52483.6 | 52483.6 | 51748.8 | 51695.7 | 1345.46 | 0 | 0 | 43.0424 | 0 | 51652.7 | 950 | 50533.3 | 50280.6133
4242 | 1996-06-26 17:00 | 176 | 315 | 85 | 18.3 | 5.7 | 0.16 | 16.6718 | 287.375 | 72.9527 | 0 |  | 176 | 92.8663 | 86.3794 | 0.066973 | 30.303 | 80.5887 | 0.066973 | 27.0587 | 77.1038 | 0 | 102.079 | 102.003 | 25246.7 | 23.0382 | 23855.4 | 23954.4 | 23765 | 23765 | 23432.3 | 23418.2 | 1329.39 | 0 | 0 | 8.8193 | 0 | 23409.4 | 950 | 22627.8 | 22514.6953
4243 | 1996-06-26 18:00 | 37 | 59 | 32 | 17.8 | 3.6 | 0.16 | 4.8971 | 294.652 | 85.1918 | 0 |  | 37 | 4.811 | 31.7951 | 0.01408 | 2.3038 | 29.6365 | 0.01408 | 1.5733 | 28.3552 | 0 | 29.3299 | 29.3064 | 7255.2 | 19.2978 | 6061.61 | 6188.15 | 6153.96 | 6153.96 | 6067.8 | 6067.19 | 1464.38 | 0 | 0 | 0.68495 | 0 | 6066.51 | 950 | 5780.85 | 5751.9473
4244 | 1996-06-26 19:00 | 0 | 0 | 0 | 17.2 | 5.2 | 0.16
4245 | 1996-06-26 20:00 | 0 | 0 | 0 | 17.2 | 3.6 | 0.16
4246 | 1996-06-26 21:00 | 0 | 0 | 0 | 17.2 | 3.6 | 0.16
4247 | 1996-06-26 22:00 | 0 | 0 | 0 | 17.2 | 3.6 | 0.16
4248 | 1996-06-26 23:00 | 0 | 0 | 0 | 17.2 | 3.6 | 0.16
4249 | 1996-06-27 | 0 | 0 | 0 | 17.2 | 2.6 | 0.16
4250 | 1996-06-27 01:00 | 0 | 0 | 0 | 17.2 | 2.6 | 0.16
4251 | 1996-06-27 02:00 | 0 | 0 | 0 | 17.2 | 3.6 | 0.16
4252 | 1996-06-27 03:00 | 0 | 0 | 0 | 17.2 | 4.1 | 0.16
4253 | 1996-06-27 04:00 | 0 | 0 | 0 | 17.2 | 3.6 | 0.16
4254 | 1996-06-27 05:00 | 31 | 0 | 31 | 17.2 | 2.6 | 0.16 | 8.0778 | 67.4456 | 84.7443 | 0 |  | 31 | 0 | 30.7573 | 0.011796 | 0 | 28.7645 | 0.011796 | 0 | 27.52 | 0 | 26.9696 | 26.9568 | 6673.49 | 18.6419 | 5502.27 | 5629.41 | 5599.49 | 5599.49 | 5521.1 | 5520.7 | 1552.09 | 0 | 0 | 0.65933 | 0 | 5520.04 | 950 | 5258.37 | 5232.0762
4255 | 1996-06-27 06:00 | 75 | 0 | 75 | 17.8 | 3.1 | 0.16 | 20.0015 | 74.5594 | 72.4896 | 0 |  | 75 | 0 | 74.251 | 0.02854 | 0 | 69.4472 | 0.02854 | 0 | 66.4425 | 0 | 65.1136 | 65.0944 | 16114.9 | 21.2034 | 14721.3 | 14931.4 | 14878.8 | 14878.8 | 14670.5 | 14667.7 | 1564.87 | 0 | 0 | 4.7292 | 0 | 14663 | 950 | 14071.5 | 14001.1289
4256 | 1996-06-27 07:00 | 303 | 166 | 214 | 18.3 | 5.7 | 0.16 | 32.3333 | 81.409 | 59.8131 | 0 |  | 303 | 83.5814 | 210.559 | 0.1153 | 81.0789 | 197.08 | 0.1153 | 77.0362 | 188.552 | 0 | 260.277 | 260.282 | 64434.3 | 30.3905 | 63417.7 | 62120.2 | 61882.4 | 61882.4 | 61016 | 60966.8 | 1560.35 | 0 | 0 | 79.0871 | 0 | 60887.7 | 949.999 | 59624 | 59325.8906
4257 | 1996-06-27 08:00 | 588 | 358 | 335 | 18.3 | 6.2 | 0.16 | 44.8921 | 88.6807 | 46.8697 | 0 |  | 588 | 244.786 | 331.509 | 0.22375 | 239.307 | 310.306 | 0.22375 | 233.738 | 296.878 | 0 | 520.004 | 519.609 | 128631 | 41.8936 | 128708 | 120620 | 120004 | 120004 | 118324 | 118140 | 1559.69 | 0 | 0 | 296.41 | 0 | 117843 | 949.999 | 115909 | 115329.3906
4258 | 1996-06-27 09:00 | 778 | 563 | 304 | 18.9 | 6.2 | 0.16 | 57.4783 | 97.702 | 33.7918 | 0 |  | 778 | 466.596 | 303.752 | 0.29605 | 457.717 | 284.307 | 0.29605 | 453.039 | 272.005 | 0 | 710.543 | 710.095 | 175782 | 51.1429 | 176469 | 159209 | 158414 | 158414 | 156195 | 155875 | 1556.18 | 0 | 0 | 520.045 | 0 | 155354 | 950 | 152690 | 151926.2656
4259 | 1996-06-27 10:00 | 814 | 479 | 366 | 19.4 | 7.2 | 0.16 | 69.6723 | 112.484 | 20.7762 | 0 |  | 814 | 446.09 | 367.633 | 0.30975 | 435.658 | 344.011 | 0.30975 | 434.122 | 329.126 | 0 | 747.983 | 747.411 | 185028 | 51.8278 | 185777 | 167104 | 166608 | 166608 | 164276 | 163928 | 1568.22 | 0 | 0 | 590.683 | 0 | 163337 | 950 | 160495 | 159692.3594
4260 | 1996-06-27 11:00 | 976 | 825 | 166 | 19.4 | 7.2 | 0.16 | 79.3979 | 151.667 | 8.9069 | 0 |  | 976 | 813.281 | 168.553 | 0.3714 | 799.566 | 157.68 | 0.3714 | 799.04 | 150.857 | 0 | 930.9 | 930.272 | 230291 | 59.7615 | 231013 | 200692 | 199882 | 199882 | 197083 | 196570 | 1559.8 | 5247.1 | 0 | 819.254 | 0 | 195751 | 950 | 186904 | 185969.0625
4261 | 1996-06-27 12:00 | 994 | 798 | 217 | 19.4 | 5.7 | 0.16 | 77.3504 | 224.065 | 9.4286 | 0 |  | 994 | 785.141 | 220.456 | 0.37825 | 785.141 | 206.154 | 0.37825 | 784.581 | 197.235 | 0 | 962.18 | 962.102 | 238185 | 64.0909 | 238904 | 204073 | 203766 | 203766 | 200912 | 200404 | 1588.08 | 6158.2 | 0 | 886.252 | 0 | 199518 | 950 | 189670 | 188721.1562
4262 | 1996-06-27 13:00 | 933 | 845 | 159 | 20 | 6.7 | 0.16 | 66.4349 | 252.625 | 21.2704 | 0 |  | 933 | 786.076 | 163.011 | 0.35503 | 786.076 | 152.376 | 0.35503 | 783.159 | 145.784 | 0 | 910.364 | 910.335 | 225370 | 60.4054 | 226186 | 196421 | 196135 | 196135 | 193388 | 192922 | 1602.38 | 1282.37 | 0 | 826.07 | 0 | 192095 | 950 | 187307 | 186370.1406
4263 | 1996-06-27 14:00 | 725 | 622 | 222 | 19.4 | 5.2 | 0.16 | 54.0559 | 265.051 | 34.2571 | 0 |  | 725 | 512.902 | 227.49 | 0.27588 | 512.902 | 212.57 | 0.27588 | 507.483 | 203.375 | 0 | 696.64 | 696.625 | 172463 | 52.5038 | 173140 | 155554 | 155273 | 155273 | 153100 | 152803 | 1587.57 | 0 | 0 | 512.716 | 0 | 152290 | 950 | 149700 | 148951.4844
4264 | 1996-06-27 15:00 | 589 | 661 | 152 | 19.4 | 6.2 | 0.16 | 41.4503 | 273.382 | 47.3236 | 0 |  | 589 | 446.917 | 156.39 | 0.22413 | 382.218 | 146.065 | 0.22413 | 372.865 | 139.747 | 0 | 502.36 | 502.747 | 124466 | 42.228 | 124487 | 115642 | 115013 | 115013 | 111569 | 111356 | 1439.82 | 0 | 0 | -847.815 | 0 | 112204 | 950 | 110297 | 109745.6484
4265 | 1996-06-27 16:00 | 421 | 658 | 103 | 19.4 | 6.7 | 0.16 | 28.9339 | 280.447 | 60.2597 | 0 |  | 421 | 325.636 | 106.06 | 0.1602 | 236.633 | 98.9984 | 0.1602 | 223.99 | 94.7169 | 0 | 312.333 | 312.637 | 77387.8 | 33.2765 | 76662.8 | 73610.9 | 72880.5 | 72880.5 | 69534.5 | 69414.8 | 1302.93 | 0 | 0 | -500.397 | 0 | 69915.2 | 950 | 68609.4 | 68266.3281
4266 | 1996-06-27 17:00 | 197 | 415 | 78 | 19.4 | 5.7 | 0.16 | 16.6916 | 287.311 | 72.9286 | 0 |  | 197 | 121.467 | 79.3424 | 0.074964 | 39.5037 | 74.0197 | 0.074964 | 35.2915 | 70.8189 | 0 | 103.988 | 104.008 | 25741.1 | 24.2313 | 24375.9 | 24316 | 24089.4 | 24089.4 | 23752.2 | 23734.4 | 1270.81 | 0 | 0 | 7.798 | 0 | 23726.6 | 950 | 22956.3 | 22841.4922
4267 | 1996-06-27 18:00 | 37 | 101 | 28 | 18.9 | 6.2 | 0.16 | 4.9117 | 294.588 | 85.1729 | 0 |  | 37 | 8.6939 | 27.9255 | 0.01408 | 4.152 | 25.9981 | 0.01408 | 2.8374 | 24.8744 | 0 | 27.1575 | 27.1517 | 6721.68 | 20.1329 | 5554 | 5651.17 | 5615.47 | 5615.47 | 5536.85 | 5536.2 | 1405.94 | 0 | 0 | 0.46202 | 0 | 5535.74 | 950 | 5272.91 | 5246.541
4268 | 1996-06-27 19:00 | 0 | 0 | 0 | 18.3 | 4.6 | 0.16
4269 | 1996-06-27 20:00 | 0 | 0 | 0 | 18.3 | 4.6 | 0.16
4270 | 1996-06-27 21:00 | 0 | 0 | 0 | 17.8 | 4.6 | 0.16
4271 | 1996-06-27 22:00 | 0 | 0 | 0 | 18.3 | 4.1 | 0.16
4272 | 1996-06-27 23:00 | 0 | 0 | 0 | 18.3 | 3.6 | 0.16
4273 | 1996-06-28 | 0 | 0 | 0 | 17.8 | 3.6 | 0.16
4274 | 1996-06-28 01:00 | 0 | 0 | 0 | 17.8 | 2.6 | 0.16
4275 | 1996-06-28 02:00 | 0 | 0 | 0 | 17.8 | 2.1 | 0.16
4276 | 1996-06-28 03:00 | 0 | 0 | 0 | 17.2 | 1.5 | 0.16
4277 | 1996-06-28 04:00 | 0 | 3 | 0 | 16.7 | 2.1 | 0.16
4278 | 1996-06-28 05:00 | 58 | 93 | 45 | 17.8 | 2.6 | 0.16 | 8.0126 | 67.4611 | 84.8086 | 0 |  | 58 | 8.431 | 42.1449 | 0.022071 | 6.2868 | 39.5057 | 0.022071 | 2.9681 | 37.7957 | 0 | 39.9484 | 39.9538 | 9890.62 | 19.937 | 8614.22 | 8774.73 | 8727.83 | 8727.83 | 8605.64 | 8604.43 | 1475.15 | 0 | 0 | 1.5106 | 0 | 8602.92 | 950 | 8217.28 | 8176.1978
4279 | 1996-06-28 06:00 | 250 | 491 | 82 | 18.3 | 2.1 | 0.16 | 19.9376 | 74.581 | 72.5523 | 0 |  | 250 | 147.577 | 79.3557 | 0.095132 | 140.407 | 74.3699 | 0.095132 | 123.746 | 71.1508 | 0 | 190.999 | 190.894 | 47256.9 | 28.7455 | 46007.7 | 45303.2 | 45072 | 45072 | 44441 | 44408.2 | 1489.8 | 0 | 0 | 34.4284 | 0 | 44373.8 | 950 | 43374.1 | 43157.1914
4280 | 1996-06-28 07:00 | 476 | 662 | 122 | 18.9 | 3.6 | 0.16 | 32.2704 | 81.4372 | 59.8743 | 0 |  | 476 | 332.414 | 120.292 | 0.18113 | 322.459 | 112.68 | 0.18113 | 306.321 | 107.803 | 0 | 405.841 | 405.658 | 100419 | 39.6327 | 100016 | 94457.6 | 93856.5 | 93856.5 | 92542.4 | 92417.4 | 1529.52 | 0 | 0 | 167.366 | 0 | 92250.1 | 949.999 | 90713.9 | 90260.2891
4281 | 1996-06-28 08:00 | 681 | 776 | 134 | 20 | 6.2 | 0.16 | 44.8297 | 88.7168 | 46.9297 | 0 |  | 681 | 529.228 | 133.902 | 0.25914 | 517.246 | 125.375 | 0.25914 | 505.165 | 119.95 | 0 | 612.612 | 612.202 | 151549 | 47.7979 | 151970 | 138941 | 137834 | 137834 | 135904 | 135647 | 1533.62 | 0 | 0 | 371.958 | 0 | 135275 | 950 | 133011 | 132345.7344
4282 | 1996-06-28 09:00 | 846 | 825 | 152 | 20.6 | 5.7 | 0.16 | 57.4153 | 97.7478 | 33.8514 | 0 |  | 846 | 683.162 | 152.831 | 0.32193 | 670.164 | 143.063 | 0.32193 | 663.286 | 136.872 | 0 | 784.154 | 783.716 | 194008 | 57.0047 | 194800 | 171296 | 170253 | 170253 | 167869 | 167493 | 1547.35 | 0 | 0 | 599.098 | 0 | 166894 | 950 | 163971 | 163151.3438
4283 | 1996-06-28 10:00 | 960 | 852 | 163 | 20.6 | 6.7 | 0.16 | 69.6065 | 112.532 | 20.8375 | 0 |  | 960 | 793.618 | 164.723 | 0.36531 | 775.06 | 154.151 | 0.36531 | 772.31 | 147.48 | 0 | 901.395 | 900.725 | 222980 | 60.5788 | 223723 | 193475 | 192867 | 192867 | 190166 | 189685 | 1543.79 | 2729.06 | 0 | 780.618 | 0 | 188905 | 950 | 182738 | 181824.0312
4284 | 1996-06-28 11:00 | 1014 | 863 | 167 | 21.1 | 4.6 | 0.16 | 79.333 | 151.556 | 8.9733 | 0 |  | 1014 | 850.456 | 169.559 | 0.38586 | 836.115 | 158.622 | 0.38586 | 835.557 | 151.759 | 0 | 967.57 | 967.017 | 239384 | 68.3246 | 240015 | 200484 | 199693 | 199693 | 196897 | 196386 | 1567.09 | 5359 | 0 | 818.349 | 0 | 195568 | 950 | 186613 | 185679.9219
4285 | 1996-06-28 12:00 | 1006 | 861 | 167 | 21.7 | 6.7 | 0.16 | 77.3416 | 223.756 | 9.4294 | 0 |  | 1006 | 847.823 | 170.428 | 0.38281 | 847.823 | 159.371 | 0.38281 | 847.219 | 152.476 | 0 | 979.701 | 979.648 | 242528 | 65.1818 | 243204 | 206730 | 206449 | 206449 | 203556 | 203040 | 1591.31 | 8429.98 | 0 | 915.167 | 0 | 202125 | 950 | 189940 | 188990.5938
4286 | 1996-06-28 13:00 | 935 | 846 | 160 | 21.7 | 7.2 | 0.16 | 66.4513 | 252.458 | 21.2453 | 0 |  | 935 | 787.13 | 164.025 | 0.3558 | 787.13 | 153.324 | 0.3558 | 784.216 | 146.691 | 0 | 912.289 | 912.251 | 225844 | 61.2797 | 226658 | 196084 | 195791 | 195791 | 193049 | 192586 | 1599.66 | 999.27 | 0 | 821.921 | 0 | 191764 | 950 | 187266 | 186329.625
4287 | 1996-06-28 14:00 | 806 | 814 | 148 | 21.7 | 8.2 | 0.16 | 54.0779 | 264.94 | 34.2285 | 0 |  | 806 | 670.997 | 152.144 | 0.30671 | 670.997 | 142.167 | 0.30671 | 663.92 | 136.017 | 0 | 783.938 | 783.892 | 194065 | 54.1978 | 194891 | 173850 | 173566 | 173566 | 171136 | 170757 | 1569.16 | 0 | 0 | 630.247 | 0 | 170126 | 950 | 167138 | 166302.4062
4288 | 1996-06-28 15:00 | 630 | 758 | 128 | 21.7 | 6.2 | 0.16 | 41.4724 | 273.295 | 47.296 | 0 |  | 630 | 513.437 | 131.756 | 0.23973 | 438.73 | 123.071 | 0.23973 | 428.011 | 117.747 | 0 | 534.843 | 534.981 | 132446 | 45.9916 | 132590 | 121096 | 120224 | 120224 | 115892 | 115653 | 1433.16 | 0 | 0 | -693.899 | 0 | 116347 | 950 | 114350 | 113777.8281
4289 | 1996-06-28 16:00 | 421 | 661 | 101 | 22.2 | 5.2 | 0.16 | 28.9537 | 280.372 | 60.2349 | 0 |  | 421 | 327.727 | 104.042 | 0.1602 | 238.074 | 97.1127 | 0.1602 | 225.373 | 92.9128 | 0 | 311.92 | 312.373 | 77321.9 | 37.044 | 76598 | 72406.1 | 71665.9 | 71665.9 | 68354.7 | 68234.3 | 1294.69 | 0 | 0 | -419.798 | 0 | 68654.1 | 950 | 67361.9 | 67025.0938
4290 | 1996-06-28 17:00 | 207 | 480 | 68 | 21.1 | 5.2 | 0.16 | 16.7075 | 287.241 | 72.908 | 0 |  | 207 | 141.917 | 69.741 | 0.07877 | 45.9513 | 65.0367 | 0.07877 | 41.0739 | 62.2245 | 0 | 101.232 | 101.183 | 25040.9 | 25.9082 | 23701.9 | 23438.3 | 23188.2 | 23188.2 | 22860.7 | 22840.7 | 1213.09 | 0 | 0 | 2.5665 | 0 | 22838.2 | 950 | 22098.3 | 21987.7891
4291 | 1996-06-28 18:00 | 39 | 128 | 28 | 21.7 | 5.7 | 0.16 | 4.922 | 294.519 | 85.158 | 0 |  | 39 | 10.6586 | 28.0492 | 0.014841 | 5.0729 | 26.0602 | 0.014841 | 3.4694 | 24.9343 | 0 | 27.8356 | 27.8311 | 6889.97 | 22.9928 | 5719.41 | 5758.94 | 5722.41 | 5722.41 | 5642.17 | 5641.39 | 1368.69 | 0 | 0 | 0.44659 | 0 | 5640.94 | 942.934 | 5375.37 | 5348.4961
4292 | 1996-06-28 19:00 | 0 | 0 | 0 | 20.6 | 4.6 | 0.16
4293 | 1996-06-28 20:00 | 0 | 0 | 0 | 20 | 4.6 | 0.16
4294 | 1996-06-28 21:00 | 0 | 0 | 0 | 20 | 3.1 | 0.16
4295 | 1996-06-28 22:00 | 0 | 0 | 0 | 19.4 | 2.1 | 0.16
4296 | 1996-06-28 23:00 | 0 | 0 | 0 | 18.9 | 0 | 0.16
4297 | 1996-06-29 | 0 | 0 | 0 | 18.9 | 0 | 0.16
4298 | 1996-06-29 01:00 | 0 | 0 | 0 | 18.3 | 1.5 | 0.16
4299 | 1996-06-29 02:00 | 0 | 0 | 0 | 18.3 | 2.1 | 0.16
4300 | 1996-06-29 03:00 | 0 | 0 | 0 | 17.8 | 0 | 0.16
4301 | 1996-06-29 04:00 | 0 | 2 | 0 | 17.8 | 0 | 0.16
4302 | 1996-06-29 05:00 | 73 | 218 | 42 | 18.9 | 0 | 0.16 | 7.9445 | 67.4827 | 84.8756 | 0 |  | 73 | 20.015 | 38.4047 | 0.027779 | 14.9475 | 36.038 | 0.027779 | 6.939 | 34.4776 | 0 | 40.5883 | 40.5551 | 10039 | 21.3416 | 8768.12 | 8880.6 | 8811.58 | 8811.58 | 8688.22 | 8686.61 | 1371.1 | 0 | 0 | 1.3162 | 0 | 8685.29 | 950 | 8299.11 | 8257.6162
4303 | 1996-06-29 06:00 | 258 | 522 | 80 | 21.7 | 0 | 0.16 | 19.8711 | 74.6094 | 72.6171 | 0 |  | 258 | 156.298 | 77.3902 | 0.098177 | 148.666 | 72.5301 | 0.098177 | 130.934 | 69.3906 | 0 | 196.318 | 196.227 | 48576.8 | 33.5139 | 47344.9 | 45758.4 | 45515.1 | 45515.1 | 44877.9 | 44844.9 | 1502.6 | 0 | 0 | 35.9048 | 0 | 44809 | 950 | 43801.2 | 43582.1641
4304 | 1996-06-29 07:00 | 475 | 678 | 114 | 23.3 | 3.6 | 0.16 | 32.2052 | 81.473 | 59.9372 | 0 |  | 475 | 338.956 | 112.401 | 0.18075 | 328.802 | 105.293 | 0.18075 | 312.284 | 100.736 | 0 | 404.759 | 404.561 | 100147 | 43.9766 | 99740.3 | 92573.8 | 91976.4 | 91976.4 | 90688.8 | 90563.1 | 1516.97 | 0 | 0 | 155.271 | 0 | 90407.8 | 949.999 | 88893 | 88448.5703
4305 | 1996-06-29 08:00 | 678 | 764 | 140 | 23.9 | 4.6 | 0.16 | 44.7652 | 88.7621 | 46.9911 | 0 |  | 678 | 520.512 | 139.854 | 0.258 | 508.458 | 130.946 | 0.258 | 496.538 | 125.279 | 0 | 609.381 | 609.186 | 150803 | 53.6499 | 151214 | 134901 | 133807 | 133807 | 131934 | 131699 | 1544.72 | 0 | 0 | 356.035 | 0 | 131343 | 950 | 129150 | 128504.1641
4306 | 1996-06-29 09:00 | 843 | 814 | 159 | 25 | 4.6 | 0.16 | 57.3501 | 97.8055 | 33.9124 | 0 |  | 843 | 673.327 | 159.796 | 0.32079 | 660.516 | 149.581 | 0.32079 | 653.709 | 143.108 | 0 | 780.88 | 780.333 | 193169 | 63.1079 | 193957 | 166017 | 165055 | 165055 | 162743 | 162396 | 1564.02 | 0 | 0 | 566.681 | 0 | 161830 | 950 | 159021 | 158225.7188
4307 | 1996-06-29 10:00 | 958 | 842 | 170 | 25.6 | 4.1 | 0.16 | 69.5377 | 112.597 | 20.9005 | 0 |  | 958 | 784.677 | 171.711 | 0.36455 | 766.33 | 160.689 | 0.36455 | 763.594 | 153.736 | 0 | 898.984 | 898.009 | 222308 | 70.4637 | 223058 | 184362 | 183782 | 183782 | 181209 | 180777 | 1557.22 | 0 | 0 | 715.782 | 0 | 180061 | 950 | 176834 | 175950.2344
4308 | 1996-06-29 11:00 | 1013 | 854 | 175 | 25.6 | 5.2 | 0.16 | 79.2623 | 151.465 | 9.0439 | 0 |  | 1013 | 841.451 | 177.572 | 0.38548 | 827.262 | 166.118 | 0.38548 | 826.702 | 158.93 | 0 | 965.92 | 965.214 | 238941 | 71.4672 | 239576 | 197228 | 196455 | 196455 | 193704 | 193217 | 1566.67 | 3897.66 | 0 | 794.984 | 0 | 192422 | 950 | 185005 | 184079.8594
4309 | 1996-06-29 12:00 | 1005 | 853 | 174 | 26.7 | 4.6 | 0.16 | 77.3268 | 223.431 | 9.4358 | 0 |  | 1005 | 839.778 | 177.467 | 0.38243 | 839.778 | 165.953 | 0.38243 | 839.179 | 158.773 | 0 | 977.994 | 977.934 | 242103 | 74.4578 | 242784 | 197652 | 197378 | 197378 | 194612 | 194146 | 1608.16 | 2148.57 | 0 | 843.105 | 0 | 193303 | 950 | 187617 | 186678.8906
4310 | 1996-06-29 13:00 | 934 | 838 | 168 | 27.8 | 4.6 | 0.16 | 66.4635 | 252.278 | 21.2235 | 0 |  | 934 | 778.034 | 172.093 | 0.35541 | 778.034 | 160.867 | 0.35541 | 775.161 | 153.908 | 0 | 910.487 | 910.433 | 225391 | 72.2614 | 226208 | 186117 | 185847 | 185847 | 183245 | 182832 | 1605.13 | 0 | 0 | 744.853 | 0 | 182087 | 950 | 178820 | 177925.8438
4311 | 1996-06-29 14:00 | 806 | 805 | 155 | 26.1 | 4.1 | 0.16 | 54.0962 | 264.819 | 34.2029 | 0 |  | 806 | 663.907 | 159.213 | 0.30671 | 663.907 | 148.775 | 0.30671 | 656.918 | 142.339 | 0 | 783.271 | 783.174 | 193889 | 65.2267 | 194717 | 165518 | 165262 | 165262 | 162947 | 162612 | 1593.71 | 0 | 0 | 580.471 | 0 | 162031 | 950 | 159226 | 158429.8594
4312 | 1996-06-29 15:00 | 605 | 706 | 138 | 26.7 | 4.6 | 0.16 | 41.4909 | 273.2 | 47.2714 | 0 |  | 605 | 477.687 | 142.229 | 0.23022 | 407.949 | 132.833 | 0.23022 | 397.995 | 127.087 | 0 | 514.581 | 514.509 | 127378 | 51.8262 | 127446 | 113628 | 112803 | 112803 | 109088 | 108881 | 1437.78 | 0 | 0 | -641.79 | 0 | 109523 | 950 | 107654 | 107115.7109
4313 | 1996-06-29 16:00 | 394 | 576 | 114 | 26.7 | 6.2 | 0.16 | 28.9699 | 280.29 | 60.2133 | 0 |  | 394 | 286.804 | 117.203 | 0.14993 | 208.13 | 109.408 | 0.14993 | 197.039 | 104.676 | 0 | 295.681 | 295.966 | 73260.9 | 40.1388 | 72453.6 | 67804.4 | 67188.1 | 67188.1 | 64804.9 | 64709.8 | 1321.65 | 0 | 0 | -694.45 | 0 | 65404.3 | 950 | 64126.5 | 63805.8711
4314 | 1996-06-29 17:00 | 190 | 387 | 79 | 26.1 | 4.1 | 0.16 | 16.7194 | 287.165 | 72.891 | 0 |  | 190 | 113.36 | 80.3649 | 0.072301 | 36.4475 | 74.9744 | 0.072301 | 32.5896 | 71.7323 | 0 | 102.235 | 102.194 | 25293.5 | 31.2055 | 23920.9 | 23233.8 | 23021 | 23021 | 22698.7 | 22683 | 1282.96 | 0 | 0 | 7.131 | 0 | 22675.9 | 950 | 21915.5 | 21805.8984
4315 | 1996-06-29 18:00 | 38 | 95 | 29 | 23.3 | 3.6 | 0.16 | 4.9279 | 294.445 | 85.1471 | 0 |  | 38 | 8.7402 | 28.9445 | 0.01446 | 4.1483 | 26.9458 | 0.01446 | 2.8398 | 25.7811 | 0 | 28.0485 | 28.0465 | 6943.19 | 24.7334 | 5766.22 | 5769.72 | 5735.36 | 5735.36 | 5655.06 | 5654.43 | 1417.67 | 0 | 0 | 0.52616 | 0 | 5653.9 | 950 | 5385.96 | 5359.0347
4316 | 1996-06-29 19:00 | 0 | 0 | 0 | 22.2 | 3.1 | 0.16
4317 | 1996-06-29 20:00 | 0 | 0 | 0 | 21.7 | 2.6 | 0.16
4318 | 1996-06-29 21:00 | 0 | 0 | 0 | 21.7 | 2.1 | 0.16
4319 | 1996-06-29 22:00 | 0 | 0 | 0 | 21.7 | 0 | 0.16
4320 | 1996-06-29 23:00 | 0 | 0 | 0 | 21.7 | 0 | 0.16
4321 | 1996-06-30 | 0 | 0 | 0 | 20.6 | 0 | 0.16
4322 | 1996-06-30 01:00 | 0 | 0 | 0 | 20.6 | 2.1 | 0.16
4323 | 1996-06-30 02:00 | 0 | 0 | 0 | 20 | 0 | 0.16
4324 | 1996-06-30 03:00 | 0 | 0 | 0 | 20 | 2.1 | 0.16
4325 | 1996-06-30 04:00 | 0 | 10 | 0 | 18.9 | 0 | 0.16
4326 | 1996-06-30 05:00 | 79 | 310 | 36 | 20 | 0 | 0.16 | 7.8734 | 67.5106 | 84.9452 | 0 |  | 79 | 27.632 | 32.6657 | 0.030062 | 20.4776 | 30.6694 | 0.030062 | 9.3176 | 29.3414 | 0 | 37.8858 | 37.8479 | 9368.66 | 22.2786 | 8126.42 | 8195.74 | 8113.93 | 8113.93 | 8000.34 | 7998.62 | 1296.56 | 0 | 0 | 0.93473 | 0 | 7997.69 | 950 | 7640.01 | 7601.8086
4327 | 1996-06-30 06:00 | 271 | 609 | 65 | 22.2 | 1.5 | 0.16 | 19.8021 | 74.6445 | 72.6841 | 0 |  | 271 | 180.811 | 62.7106 | 0.10312 | 171.974 | 58.7853 | 0.10312 | 151.352 | 56.2407 | 0 | 203.441 | 203.34 | 50337.7 | 33.6344 | 49132.2 | 47462 | 47206.4 | 47206.4 | 46545.5 | 46507.8 | 1491.27 | 0 | 0 | 35.717 | 0 | 46472.1 | 950 | 45430.2 | 45203.0664
4328 | 1996-06-30 07:00 | 489 | 749 | 90 | 25.6 | 2.1 | 0.16 | 32.1379 | 81.5164 | 60.0018 | 0 |  | 489 | 374.603 | 89.1792 | 0.18608 | 363.378 | 83.5332 | 0.18608 | 345.052 | 79.9179 | 0 | 416.471 | 416.215 | 103031 | 48.3748 | 102678 | 93572.4 | 92938.9 | 92938.9 | 91637.6 | 91509.5 | 1517.84 | 0 | 0 | 158.19 | 0 | 91351.3 | 949.999 | 89824.3 | 89375.1797
4329 | 1996-06-30 08:00 | 690 | 824 | 111 | 27.8 | 2.6 | 0.16 | 44.6987 | 88.8164 | 47.054 | 0 |  | 690 | 560.175 | 111.056 | 0.26257 | 547.058 | 103.993 | 0.26257 | 534.183 | 99.4927 | 0 | 621.003 | 620.722 | 153658 | 61.0011 | 154108 | 133114 | 132021 | 132021 | 130172 | 129942 | 1543.24 | 0 | 0 | 344.364 | 0 | 129597 | 950 | 127442 | 126805.0391
4330 | 1996-06-30 09:00 | 854 | 867 | 125 | 27.8 | 3.6 | 0.16 | 57.2828 | 97.8749 | 33.9747 | 0 |  | 854 | 717.64 | 125.487 | 0.32497 | 703.986 | 117.444 | 0.32497 | 696.7 | 112.362 | 0 | 792.88 | 792.357 | 196144 | 68.2963 | 196943 | 164596 | 163591 | 163591 | 161301 | 160958 | 1561.8 | 0 | 0 | 557.549 | 0 | 160401 | 950 | 157624 | 156835.7812
4331 | 1996-06-30 10:00 | 967 | 891 | 134 | 27.8 | 4.6 | 0.16 | 69.466 | 112.679 | 20.9653 | 0 |  | 967 | 829.517 | 134.709 | 0.36797 | 808.394 | 126.046 | 0.36797 | 805.491 | 120.592 | 0 | 907.561 | 906.61 | 224439 | 72.0746 | 225170 | 184617 | 183918 | 183918 | 181343 | 180913 | 1555.24 | 0 | 0 | 718.408 | 0 | 180195 | 950 | 176964 | 176079.1562
4332 | 1996-06-30 11:00 | 1021 | 901 | 138 | 27.8 | 4.1 | 0.16 | 79.186 | 151.396 | 9.1187 | 0 |  | 1021 | 886.676 | 138.923 | 0.38852 | 870.48 | 129.954 | 0.38852 | 869.882 | 124.331 | 0 | 974.329 | 973.547 | 241006 | 76.4375 | 241612 | 194096 | 193062 | 193062 | 190359 | 189880 | 1551.35 | 1980.88 | 0 | 764.682 | 0 | 189115 | 950 | 183696 | 182777.25
4333 | 1996-06-30 12:00 | 1013 | 899 | 137 | 27.8 | 3.1 | 0.16 | 77.3057 | 223.09 | 9.4479 | 0 |  | 1013 | 885.302 | 138.529 | 0.38548 | 885.302 | 129.546 | 0.38548 | 884.67 | 123.941 | 0 | 988.438 | 988.373 | 244692 | 79.4769 | 245342 | 194906 | 194646 | 194646 | 191920 | 191468 | 1607.17 | 415.665 | 0 | 822.393 | 0 | 190645 | 950 | 186757 | 185823.2344
4334 | 1996-06-30 13:00 | 942 | 885 | 132 | 28.9 | 6.2 | 0.16 | 66.4715 | 252.084 | 21.2052 | 0 |  | 942 | 822.781 | 134.265 | 0.35846 | 822.781 | 125.521 | 0.35846 | 819.747 | 120.091 | 0 | 921.041 | 921.004 | 228011 | 70.7196 | 228812 | 189636 | 189362 | 189362 | 186711 | 186277 | 1601.58 | 0 | 0 | 770.529 | 0 | 185507 | 950 | 182158 | 181247.4219
4335 | 1996-06-30 14:00 | 815 | 856 | 122 | 27.8 | 4.6 | 0.16 | 54.1108 | 264.689 | 34.1804 | 0 |  | 815 | 706.799 | 124.721 | 0.31013 | 706.799 | 116.564 | 0.31013 | 699.37 | 111.522 | 0 | 794.673 | 794.669 | 196736 | 66.608 | 197574 | 166893 | 166637 | 166637 | 164303 | 163964 | 1598.75 | 0 | 0 | 593.855 | 0 | 163370 | 950 | 160535 | 159732.4531
4336 | 1996-06-30 15:00 | 636 | 800 | 106 | 27.2 | 5.2 | 0.16 | 41.5059 | 273.097 | 47.2499 | 0 |  | 636 | 542.19 | 109.49 | 0.24202 | 462.502 | 102.264 | 0.24202 | 451.229 | 97.8406 | 0 | 538.088 | 538.532 | 133328 | 52.7912 | 133491 | 118306 | 117348 | 117348 | 112633 | 112405 | 1433.86 | 0 | 0 | -488.762 | 0 | 112893 | 950 | 110945 | 110390.0312
4337 | 1996-06-30 16:00 | 408 | 665 | 86 | 26.1 | 3.6 | 0.16 | 28.9822 | 280.201 | 60.1951 | 0 |  | 408 | 329.88 | 88.8145 | 0.15526 | 240.596 | 82.8909 | 0.15526 | 227.795 | 79.3062 | 0 | 300.96 | 301.343 | 74590.9 | 41.5013 | 73835.7 | 68465 | 67892.4 | 67892.4 | 64358 | 64264.5 | 1334.18 | 0 | 0 | -266.8 | 0 | 64531.3 | 948.729 | 63290 | 62973.5703
4338 | 1996-06-30 17:00 | 212 | 536 | 57 | 25.6 | 4.1 | 0.16 | 16.7272 | 287.083 | 72.8777 | 0 |  | 212 | 158.344 | 58.6376 | 0.080672 | 50.7404 | 54.6684 | 0.080672 | 45.3871 | 52.3047 | 0 | 95.738 | 95.7997 | 23708.2 | 30.3861 | 22402.9 | 21705.4 | 21425.2 | 21425.2 | 21032.2 | 21012 | 1170.72 | 0 | 0 | -75.4058 | 0 | 21087.4 | 950 | 20393.5 | 20291.5039
4339 | 1996-06-30 18:00 | 42 | 174 | 26 | 23.9 | 3.6 | 0.16 | 4.9293 | 294.366 | 85.1403 | 0 |  | 42 | 15.5598 | 26.0811 | 0.015982 | 7.368 | 24.2278 | 0.015982 | 5.0468 | 23.181 | 0 | 27.6633 | 27.6267 | 6839.16 | 25.312 | 5677.19 | 5664.82 | 5624.6 | 5624.6 | 5543.28 | 5542.42 | 1340.54 | 0 | 0 | 0.39675 | 0 | 5542.02 | 942.457 | 5281.23 | 5254.8257
4340 | 1996-06-30 19:00 | 0 | 0 | 0 | 22.2 | 2.6 | 0.16
4341 | 1996-06-30 20:00 | 0 | 0 | 0 | 21.7 | 2.6 | 0.16
4342 | 1996-06-30 21:00 | 0 | 0 | 0 | 21.1 | 2.7 | 0.16
4343 | 1996-06-30 22:00 | 0 | 0 | 0 | 20.6 | 2.7 | 0.16
4344 | 1996-06-30 23:00 | 0 | 0 | 0 | 20 | 2.8 | 0.16
4345 | 1989-07-01 | 0 | 0 | 0 | 19.5 | 2.9 | -9900
4346 | 1989-07-01 01:00 | 0 | 0 | 0 | 18.9 | 3 | -9900
4347 | 1989-07-01 02:00 | 0 | 0 | 0 | 18.4 | 3 | -9900
4348 | 1989-07-01 03:00 | 0 | 0 | 0 | 17.8 | 3.1 | -9900
4349 | 1989-07-01 04:00 | 2 | 0 | 2 | 18.3 | 2.6 | -9900 | -3.4668 | 59.6006 | 90 | 0 |  | 2 | 0 | 2.1293 | 0.00076106 | 0 | 1.9914 | 0 | 0 | 1.9053 | 0 | 1.8672 | 1.8664 | 462.045 | 18.3998 | 71.0625 | 70.7815 | 70.6913 | 70.6913 | 69.7016 | 69.7015 | 1404.34 | 0 | 0 | 9.2491e-05 | 0 | 69.7015 | 950 | 66.1035 | 65.773
4350 | 1989-07-01 05:00 | 39 | 3 | 39 | 18.3 | 4.1 | -9900 | 7.8283 | 67.5309 | 84.9893 | 0 |  | 39 | 0 | 38.3263 | 0.014841 | 0 | 35.8547 | 0.014841 | 0 | 34.3033 | 0 | 33.6173 | 33.6104 | 8320.67 | 19.9791 | 7087.21 | 7219.29 | 7185.81 | 7185.81 | 7085.21 | 7084.54 | 1547.45 | 0 | 0 | 1.0813 | 0 | 7083.46 | 950 | 6756.26 | 6722.4829
4351 | 1989-07-01 06:00 | 111 | 7 | 108 | 17.8 | 3.1 | -9900 | 19.7586 | 74.6695 | 72.7263 | 0 |  | 111 | 2.6325 | 106.398 | 0.042239 | 2.5038 | 99.5364 | 0.042239 | 2.2025 | 95.2297 | 0 | 95.4836 | 95.4304 | 23625 | 22.7896 | 22192.6 | 22373.9 | 22301.3 | 22301.3 | 21989.1 | 21982.9 | 1576.87 | 0 | 0 | 10.649 | 0 | 21972.3 | 950 | 21210.4 | 21104.3203
4352 | 1989-07-01 07:00 | 171 | 7 | 167 | 18.3 | 2.1 | -9900 | 32.0955 | 81.547 | 60.0424 | 0 |  | 171 | 3.7552 | 165.054 | 0.065071 | 3.6427 | 154.399 | 0.065071 | 3.4585 | 147.718 | 0 | 148.153 | 148.07 | 36656.8 | 26.4022 | 35284.8 | 35089.2 | 34989.2 | 34989.2 | 34499.4 | 34484.2 | 1572.1 | 0 | 0 | 26.1922 | 0 | 34458 | 950 | 33594.3 | 33426.3242
4353 | 1989-07-01 08:00 | 567 | 442 | 255 | 20 | 3.6 | -9900 | 44.6569 | 88.8544 | 47.0934 | 0 |  | 567 | 301.856 | 253.002 | 0.21576 | 294.787 | 236.861 | 0.21576 | 287.834 | 226.611 | 0 | 504.155 | 503.846 | 124727 | 45.7509 | 124740 | 115059 | 114345 | 114345 | 112744 | 112573 | 1552.41 | 0 | 0 | 263.913 | 0 | 112309 | 950 | 110476 | 109923.8359
4354 | 1989-07-01 09:00 | 813 | 780 | 155 | 21.1 | 3.1 | -9900 | 57.2403 | 97.9237 | 34.0137 | 0 |  | 813 | 647.757 | 155.825 | 0.30937 | 635.434 | 145.865 | 0.30937 | 628.839 | 139.553 | 0 | 753.024 | 752.374 | 186247 | 60.4377 | 187005 | 161969 | 160998 | 160998 | 158744 | 158408 | 1550.07 | 0 | 0 | 536.684 | 0 | 157871 | 950 | 155152 | 154375.7656
4355 | 1989-07-01 10:00 | 949 | 835 | 166 | 21.7 | 3.6 | -9900 | 69.4204 | 112.739 | 21.006 | 0 |  | 949 | 779.746 | 167.731 | 0.36112 | 759.711 | 156.966 | 0.36112 | 756.972 | 150.174 | 0 | 889.003 | 888.023 | 219838 | 67.0857 | 220594 | 185119 | 184362 | 184362 | 181781 | 181352 | 1562.88 | 0 | 0 | 726.617 | 0 | 180625 | 950 | 177384 | 176496.7656
4356 | 1989-07-01 11:00 | 1000 | 844 | 171 | 21.1 | 5.7 | -9900 | 79.1361 | 151.364 | 9.1668 | 0 |  | 1000 | 832.478 | 173.583 | 0.38053 | 817.272 | 162.387 | 0.38053 | 816.705 | 155.361 | 0 | 952.625 | 952.028 | 235681 | 65.323 | 236346 | 200165 | 199114 | 199114 | 196325 | 195811 | 1548.24 | 5316.82 | 0 | 807.248 | 0 | 195004 | 950 | 186104 | 185173.6875
4357 | 1989-07-01 12:00 | 999 | 849 | 170 | 21.7 | 4.6 | -9900 | 77.2895 | 222.873 | 9.4584 | 0 |  | 999 | 837.835 | 173.462 | 0.38015 | 837.835 | 162.209 | 0.38015 | 837.235 | 155.191 | 0 | 972.577 | 972.484 | 240754 | 69.1916 | 241449 | 201506 | 201229 | 201229 | 198411 | 197927 | 1604.37 | 3983.98 | 0 | 877.198 | 0 | 197050 | 950 | 189438 | 188490.4062
4358 | 1989-07-01 13:00 | 925 | 830 | 164 | 21.7 | 5.2 | -9900 | 66.4741 | 251.958 | 21.1959 | 0 |  | 925 | 773.043 | 168.077 | 0.35199 | 773.043 | 157.113 | 0.35199 | 770.195 | 150.316 | 0 | 902.101 | 902.049 | 223316 | 64.5656 | 224143 | 191075 | 190805 | 190805 | 188134 | 187688 | 1586.74 | 0 | 0 | 772.131 | 0 | 186916 | 950 | 183533 | 182615.2969
4359 | 1989-07-01 14:00 | 798 | 798 | 151 | 22.2 | 2.6 | -9900 | 54.1178 | 264.603 | 34.1682 | 0 |  | 798 | 659.921 | 155.193 | 0.30366 | 659.921 | 145.017 | 0.30366 | 652.99 | 138.744 | 0 | 775.9 | 775.847 | 192077 | 63.6984 | 192896 | 165087 | 164829 | 164829 | 162521 | 162187 | 1591.6 | 0 | 0 | 579.951 | 0 | 161607 | 950 | 158812 | 158017.9375
4360 | 1989-07-01 15:00 | 623 | 741 | 132 | 22.2 | 4.6 | -9900 | 41.5131 | 273.03 | 47.2384 | 0 |  | 623 | 502.331 | 136.154 | 0.23707 | 428.13 | 127.157 | 0.23707 | 417.7 | 121.657 | 0 | 528.57 | 528.727 | 130898 | 48.0206 | 131018 | 118585 | 117610 | 117610 | 113571 | 113343 | 1431.54 | 0 | 0 | -570.357 | 0 | 113914 | 950 | 111958 | 111398.6328
4361 | 1989-07-01 16:00 | 416 | 644 | 104 | 22.2 | 3.6 | -9900 | 28.9878 | 280.143 | 60.1857 | 0 |  | 416 | 319.671 | 107.106 | 0.1583 | 233.152 | 99.9756 | 0.1583 | 220.755 | 95.6519 | 0 | 310.078 | 310.079 | 76754.4 | 38.0478 | 76016.3 | 71533.8 | 70975 | 70975 | 67849.1 | 67747.7 | 1332.24 | 0 | 0 | -596.732 | 0 | 68344.5 | 950 | 67044.1 | 66708.8516
4362 | 1989-07-01 17:00 | 203 | 459 | 70 | 21.1 | 4.1 | -9900 | 16.7297 | 287.029 | 72.8715 | 0 |  | 203 | 135.896 | 71.7787 | 0.077248 | 43.391 | 66.9402 | 0.077248 | 38.8239 | 64.0457 | 0 | 100.812 | 100.858 | 24961.4 | 26.1388 | 23615.8 | 23339.7 | 23090.9 | 23090.9 | 22767.1 | 22747.9 | 1225.81 | 0 | 0 | 4.9423 | 0 | 22743 | 950 | 21999.4 | 21889.3789
4363 | 1989-07-01 18:00 | 41 | 110 | 30 | 18.9 | 4.1 | -9900 | 4.9276 | 294.315 | 85.1384 | 0 |  | 41 | 10.7015 | 30.0676 | 0.015602 | 5.057 | 27.94 | 0.015602 | 3.4655 | 26.7329 | 0 | 29.5944 | 29.5956 | 7326.7 | 20.3786 | 6138.16 | 6239.7 | 6201.66 | 6201.66 | 6114.84 | 6114.01 | 1391.71 | 0 | 0 | 0.55793 | 0 | 6113.45 | 950 | 5826.11 | 5796.98
4364 | 1989-07-01 19:00 | 0 | 0 | 0 | 17.8 | 3.1 | -9900
4365 | 1989-07-01 20:00 | 0 | 0 | 0 | 17.8 | 2.6 | -9900
4366 | 1989-07-01 21:00 | 0 | 0 | 0 | 17.8 | 2.6 | -9900
4367 | 1989-07-01 22:00 | 0 | 0 | 0 | 17.2 | 2.1 | -9900
4368 | 1989-07-01 23:00 | 0 | 0 | 0 | 17.2 | 1.5 | -9900
4369 | 1989-07-02 | 0 | 0 | 0 | 17.2 | 2.1 | -9900
4370 | 1989-07-02 01:00 | 0 | 0 | 0 | 16.7 | 2.6 | -9900
4371 | 1989-07-02 02:00 | 0 | 0 | 0 | 16.7 | 2.6 | -9900
4372 | 1989-07-02 03:00 | 0 | 0 | 0 | 16.7 | 1.5 | -9900
4373 | 1989-07-02 04:00 | 0 | 0 | 0 | 16.7 | 2.6 | -9900
4374 | 1989-07-02 05:00 | 35 | 2 | 34 | 16.1 | 2.6 | -9900 | 7.7525 | 67.5693 | 85.0632 | 0 |  | 35 | 0.63738 | 33.5847 | 0.013319 | 0.47304 | 31.4135 | 0.013319 | 0.20869 | 30.0543 | 0 | 29.6577 | 29.6402 | 7337.75 | 17.6854 | 6139.68 | 6304.38 | 6273.1 | 6273.1 | 6185.28 | 6184.75 | 1515.63 | 0 | 0 | 0.80733 | 0 | 6183.94 | 950 | 5893.99 | 5864.5181
4375 | 1989-07-02 06:00 | 99 | 0 | 99 | 16.7 | 3.1 | -9900 | 19.6856 | 74.716 | 72.7966 | 0 |  | 99 | 0 | 97.6533 | 0.037672 | 0 | 91.3506 | 0.037672 | 0 | 87.3981 | 0 | 85.6501 | 85.6184 | 21195.9 | 21.1765 | 19768 | 20050.8 | 19984.3 | 19984.3 | 19704.6 | 19699.6 | 1579.86 | 0 | 0 | 8.5895 | 0 | 19691 | 950 | 18973.3 | 18878.4648
4376 | 1989-07-02 07:00 | 402 | 434 | 170 | 17.8 | 2.1 | -9900 | 32.0248 | 81.6032 | 60.1097 | 0 |  | 402 | 217.788 | 167.229 | 0.15297 | 210.905 | 156.604 | 0.15297 | 200.194 | 149.827 | 0 | 343.02 | 342.766 | 84853.3 | 36.5557 | 84175.5 | 80489.1 | 80126.5 | 80126.5 | 79004.7 | 78916.3 | 1545.3 | 0 | 0 | 125.475 | 0 | 78790.8 | 949.999 | 77364.5 | 76977.6953
4377 | 1989-07-02 08:00 | 675 | 787 | 121 | 20 | 2.6 | -9900 | 44.5872 | 88.924 | 47.1585 | 0 |  | 675 | 535.991 | 121.001 | 0.25686 | 523.438 | 113.302 | 0.25686 | 511.044 | 108.399 | 0 | 607.054 | 606.773 | 150206 | 52.455 | 150608 | 134977 | 133862 | 133862 | 131987 | 131749 | 1539.61 | 0 | 0 | 352.311 | 0 | 131396 | 950 | 129203 | 128557.4297
4378 | 1989-07-02 09:00 | 841 | 836 | 137 | 21.7 | 2.6 | -9900 | 57.1696 | 98.0129 | 34.0782 | 0 |  | 841 | 693.065 | 137.903 | 0.32003 | 679.88 | 129.094 | 0.32003 | 672.793 | 123.507 | 0 | 780.374 | 779.632 | 192994 | 63.4008 | 193784 | 165609 | 164605 | 164605 | 162301 | 161954 | 1563.69 | 0 | 0 | 566.015 | 0 | 161388 | 950 | 158590 | 157797.2344
4379 | 1989-07-02 10:00 | 955 | 862 | 146 | 21.7 | 4.1 | -9900 | 69.3439 | 112.85 | 21.0736 | 0 |  | 955 | 805.677 | 146.615 | 0.36341 | 784.977 | 137.187 | 0.36341 | 782.128 | 131.25 | 0 | 895.11 | 894.469 | 221434 | 66.3869 | 222180 | 187027 | 186271 | 186271 | 183661 | 183212 | 1547.19 | 219.863 | 0 | 729.913 | 0 | 182482 | 950 | 178978 | 178082.75
4380 | 1989-07-02 11:00 | 1001 | 866 | 151 | 21.7 | 3.1 | -9900 | 79.0501 | 151.33 | 9.2487 | 0 |  | 1001 | 853.616 | 151.84 | 0.38091 | 838.025 | 142.038 | 0.38091 | 837.434 | 135.892 | 0 | 953.859 | 953.393 | 236019 | 71.548 | 236680 | 194635 | 193611 | 193611 | 190901 | 190413 | 1553.74 | 2439.85 | 0 | 765.533 | 0 | 189648 | 950 | 183756 | 182836.8125
4381 | 1989-07-02 12:00 | 932 | 830 | 122 | 21.7 | 3.1 | -9900 | 77.2578 | 222.508 | 9.4803 | 0 |  | 932 | 818.688 | 123.547 | 0.35465 | 818.688 | 115.535 | 0.35465 | 818.1 | 110.537 | 0 | 910.064 | 909.992 | 225281 | 69.2787 | 226099 | 188637 | 188359 | 188359 | 185721 | 185290 | 1596.77 | 0 | 0 | 767.419 | 0 | 184522 | 950 | 181196 | 180290.3438
4382 | 1989-07-02 13:00 | 865 | 794 | 137 | 21.7 | 3.6 | -9900 | 66.4746 | 251.741 | 21.1838 | 0 |  | 865 | 739.581 | 139.29 | 0.32916 | 739.581 | 130.218 | 0.32916 | 736.86 | 124.585 | 0 | 844.216 | 844.155 | 208984 | 64.8437 | 209846 | 178680 | 178399 | 178399 | 175900 | 175514 | 1602.17 | 0 | 0 | 685.229 | 0 | 174829 | 950 | 171732 | 170872.8438
4383 | 1989-07-02 14:00 | 650 | 643 | 129 | 23.3 | 3.6 | -9900 | 54.126 | 264.455 | 34.151 | 0 |  | 650 | 531.459 | 132.943 | 0.24735 | 531.459 | 124.221 | 0.24735 | 525.883 | 118.848 | 0 | 631.837 | 631.829 | 156421 | 55.592 | 156916 | 139136 | 138891 | 138891 | 136946 | 136704 | 1580.14 | 0 | 0 | 407.34 | 0 | 136296 | 950 | 134039 | 133368.9375
4384 | 1989-07-02 15:00 | 592 | 697 | 129 | 23.3 | 2.6 | -9900 | 41.5217 | 272.914 | 47.2223 | 0 |  | 592 | 473.748 | 133.116 | 0.22527 | 403.303 | 124.318 | 0.22527 | 393.485 | 118.941 | 0 | 502.178 | 501.975 | 124277 | 50.1496 | 124301 | 111467 | 110554 | 110554 | 106891 | 106689 | 1443.01 | 0 | 0 | -518.854 | 0 | 107208 | 950 | 105376 | 104849.3516
4385 | 1989-07-02 16:00 | 406 | 586 | 122 | 21.7 | 4.1 | -9900 | 28.9936 | 280.044 | 60.1733 | 0 |  | 406 | 291.039 | 125.299 | 0.15449 | 212.972 | 116.973 | 0.15449 | 201.659 | 111.914 | 0 | 307.301 | 307.767 | 76185 | 37.0758 | 75420.9 | 71396.1 | 70689.9 | 70689.9 | 68414.4 | 68314 | 1331.61 | 0 | 0 | -879.205 | 0 | 69193.2 | 950 | 67865 | 67525.6719
4386 | 1989-07-02 17:00 | 193 | 448 | 64 | 21.1 | 3.6 | -9900 | 16.7305 | 286.938 | 72.8645 | 0 |  | 193 | 131.855 | 65.7361 | 0.073442 | 41.8667 | 61.2964 | 0.073442 | 37.4738 | 58.6461 | 0 | 94.1975 | 94.0969 | 23288.7 | 25.9092 | 21946.8 | 21705.3 | 21463.7 | 21463.7 | 21156.9 | 21139.9 | 1221.1 | 0 | 0 | -1.2315 | 0 | 21141.2 | 950 | 20424.4 | 20322.2324
4387 | 1989-07-02 18:00 | 40 | 111 | 28 | 18.9 | 4.6 | -9900 | 4.9214 | 294.227 | 85.1387 | 0 |  | 40 | 11.6737 | 28.076 | 0.015221 | 5.4989 | 26.0852 | 0.015221 | 3.7714 | 24.9582 | 0 | 28.155 | 28.1555 | 6970.07 | 20.275 | 5797.37 | 5894.02 | 5854.9 | 5854.9 | 5772.94 | 5772.1 | 1366.3 | 0 | 0 | 0.45088 | 0 | 5771.65 | 945.375 | 5500.01 | 5472.5117
4388 | 1989-07-02 19:00 | 0 | 0 | 0 | 18.9 | 3.1 | -9900
4389 | 1989-07-02 20:00 | 0 | 0 | 0 | 18.9 | 2.6 | -9900
4390 | 1989-07-02 21:00 | 0 | 0 | 0 | 18.3 | 2.6 | -9900
4391 | 1989-07-02 22:00 | 0 | 0 | 0 | 18.3 | 2.6 | -9900
4392 | 1989-07-02 23:00 | 0 | 0 | 0 | 17.8 | 2.6 | -9900
4393 | 1989-07-03 | 0 | 0 | 0 | 17.8 | 2.1 | -9900
4394 | 1989-07-03 01:00 | 0 | 0 | 0 | 17.2 | 2.1 | -9900
4395 | 1989-07-03 02:00 | 0 | 0 | 0 | 16.7 | 3.1 | -9900
4396 | 1989-07-03 03:00 | 0 | 0 | 0 | 16.7 | 2.6 | -9900
4397 | 1989-07-03 04:00 | 3 | 0 | 3 | 16.7 | 2.6 | -9900 | -3.6282 | 59.6671 | 90 | 0 |  | 3 | 0 | 3.1434 | 0.0011416 | 0 | 2.9399 | 0 | 0 | 2.8127 | 0 | 2.7564 | 2.7554 | 682.127 | 16.8474 | 154.296 | 153.543 | 153.486 | 153.486 | 151.337 | 151.336 | 1436.24 | 0 | 0 | 0.00044356 | 0 | 151.336 | 950 | 143.534 | 142.8161
4398 | 1989-07-03 05:00 | 23 | 4 | 23 | 16.7 | 2.6 | -9900 | 7.6739 | 67.6139 | 85.1395 | 0 |  | 23 | 0 | 22.994 | 0.0087522 | 0 | 21.4988 | 0.0087522 | 0 | 20.5687 | 0 | 20.1573 | 20.15 | 4988.41 | 17.7778 | 3899.34 | 3997.25 | 3967.4 | 3967.4 | 3911.85 | 3911.65 | 1536.8 | 0 | 0 | 0.32794 | 0 | 3911.32 | 950 | 3721.04 | 3702.4302
4399 | 1989-07-03 06:00 | 87 | 3 | 86 | 16.7 | 2.1 | -9900 | 19.6104 | 74.7692 | 72.8688 | 0 |  | 87 | 0.87679 | 84.9874 | 0.033106 | 0.83383 | 79.4955 | 0.033106 | 0.73234 | 76.056 | 0 | 75.2526 | 75.2171 | 18621 | 20.8158 | 17205.5 | 17475.5 | 17416.2 | 17416.2 | 17172.4 | 17168.6 | 1583.75 | 0 | 0 | 6.5314 | 0 | 17162.1 | 950 | 16502.8 | 16420.2676
4400 | 1989-07-03 07:00 | 483 | 742 | 89 | 19.4 | 1.5 | -9900 | 31.9521 | 81.6669 | 60.1785 | 0 |  | 483 | 369.841 | 88.1904 | 0.1838 | 358.148 | 82.6082 | 0.1838 | 339.883 | 79.0329 | 0 | 410.537 | 410.348 | 101580 | 42.4751 | 101202 | 94440.6 | 93924.6 | 93924.6 | 92609.6 | 92479 | 1515.43 | 0 | 0 | 160.84 | 0 | 92318.2 | 949.999 | 90779.1 | 90325.1719
4401 | 1989-07-03 08:00 | 682 | 816 | 109 | 21.7 | 4.1 | -9900 | 44.5157 | 89.0026 | 47.2249 | 0 |  | 682 | 554.381 | 109.074 | 0.25952 | 541.397 | 102.138 | 0.25952 | 528.528 | 97.718 | 0 | 613.721 | 613.375 | 151838 | 52.3437 | 152264 | 136545 | 135392 | 135392 | 133497 | 133249 | 1542.53 | 0 | 0 | 357.869 | 0 | 132891 | 950 | 130670 | 130017.0547
4402 | 1989-07-03 09:00 | 835 | 848 | 122 | 21.1 | 5.2 | -9900 | 57.0968 | 98.1138 | 34.1439 | 0 |  | 835 | 701.955 | 122.525 | 0.31774 | 688.602 | 114.673 | 0.31774 | 681.392 | 109.711 | 0 | 775.28 | 774.613 | 191754 | 57.9098 | 192540 | 168637 | 167572 | 167572 | 165225 | 164864 | 1552.6 | 0 | 0 | 581.323 | 0 | 164282 | 950 | 161419 | 160611.9062
4403 | 1989-07-03 10:00 | 952 | 877 | 131 | 21.7 | 5.2 | -9900 | 69.2645 | 112.977 | 21.1429 | 0 |  | 952 | 817.673 | 131.749 | 0.36227 | 795.531 | 123.277 | 0.36227 | 792.625 | 117.942 | 0 | 892.356 | 891.32 | 220648 | 64.0557 | 221395 | 188343 | 187325 | 187325 | 184701 | 184246 | 1547.52 | 545.535 | 0 | 738.186 | 0 | 183508 | 950 | 179651 | 178752.8281
4404 | 1989-07-03 11:00 | 1004 | 885 | 135 | 22.2 | 4.6 | -9900 | 78.9587 | 151.317 | 9.3346 | 0 |  | 1004 | 872.754 | 135.964 | 0.38205 | 856.815 | 127.186 | 0.38205 | 856.2 | 121.683 | 0 | 958.326 | 957.547 | 237046 | 68.9622 | 237697 | 197903 | 196848 | 196848 | 194091 | 193590 | 1552.92 | 4192.14 | 0 | 787.914 | 0 | 192802 | 950 | 185081 | 184155.25
4405 | 1989-07-03 12:00 | 999 | 887 | 134 | 22.8 | 3.6 | -9900 | 77.2197 | 222.131 | 9.5084 | 0 |  | 999 | 874.346 | 135.552 | 0.38015 | 874.346 | 126.762 | 0.38015 | 873.714 | 121.278 | 0 | 975.092 | 975.027 | 241382 | 72.6324 | 242071 | 198791 | 198512 | 198512 | 195731 | 195263 | 1606.31 | 2426.58 | 0 | 855.203 | 0 | 194408 | 950 | 188417 | 187474.9844
4406 | 1989-07-03 13:00 | 934 | 878 | 129 | 22.2 | 5.7 | -9900 | 66.4706 | 251.511 | 21.1756 | 0 |  | 934 | 817.88 | 131.269 | 0.35541 | 817.88 | 122.72 | 0.35541 | 814.874 | 117.411 | 0 | 913.64 | 913.565 | 226170 | 64.6363 | 226982 | 193442 | 193165 | 193165 | 190461 | 190006 | 1594.57 | 284.11 | 0 | 797.693 | 0 | 189209 | 950 | 185487 | 184559.6875
4407 | 1989-07-03 14:00 | 809 | 850 | 119 | 23.3 | 3.6 | -9900 | 54.1303 | 264.298 | 34.1372 | 0 |  | 809 | 703.93 | 121.712 | 0.30785 | 703.93 | 113.752 | 0.30785 | 696.552 | 108.831 | 0 | 789.276 | 789.253 | 195393 | 63.6377 | 196225 | 167975 | 167718 | 167718 | 165370 | 165020 | 1574.9 | 0 | 0 | 594.211 | 0 | 164426 | 950 | 161567 | 160759.3906
4408 | 1989-07-03 15:00 | 634 | 798 | 104 | 23.3 | 4.1 | -9900 | 41.5266 | 272.791 | 47.2095 | 0 |  | 634 | 542.383 | 107.479 | 0.24126 | 460.794 | 100.385 | 0.24126 | 449.582 | 96.0431 | 0 | 534.713 | 534.959 | 132443 | 50.0261 | 132595 | 118770 | 117809 | 117809 | 113031 | 112797 | 1435.66 | 0 | 0 | -444.831 | 0 | 113242 | 950 | 111286 | 110729.7188
4409 | 1989-07-03 16:00 | 430 | 714 | 83 | 23.3 | 3.6 | -9900 | 28.9955 | 279.938 | 60.1643 | 0 |  | 430 | 355.676 | 85.762 | 0.16363 | 259.909 | 80.0601 | 0.16363 | 246.107 | 76.5976 | 0 | 316.251 | 316.776 | 78415.6 | 39.49 | 77731.6 | 72571.7 | 71718.8 | 71718.8 | 67707.8 | 67602.7 | 1331.06 | 0 | 0 | -270.887 | 0 | 67873.6 | 946.633 | 66607.8 | 66274.7109
4410 | 1989-07-03 17:00 | 215 | 546 | 57 | 22.8 | 3.6 | -9900 | 16.7271 | 286.841 | 72.8614 | 0 |  | 215 | 161.558 | 58.6604 | 0.081814 | 50.9129 | 54.6898 | 0.081814 | 45.5903 | 52.3252 | 0 | 95.9572 | 96.0146 | 23761.3 | 27.7072 | 22458.6 | 21980.3 | 21723.4 | 21723.4 | 21298.6 | 21277.2 | 1156.88 | 0 | 0 | -90.8325 | 0 | 21368.1 | 950 | 20670.8 | 20567.4961
4411 | 1989-07-03 18:00 | 45 | 181 | 27 | 20.6 | 4.1 | -9900 | 4.9105 | 294.134 | 85.1432 | 0 |  | 45 | 17.4944 | 27.0733 | 0.017124 | 8.2222 | 25.1518 | 0.017124 | 5.6432 | 24.0651 | 0 | 29.1141 | 29.1144 | 7207.38 | 22.0545 | 6032.91 | 6092.38 | 6050.09 | 6050.09 | 5962.4 | 5961.38 | 1325.3 | 0 | 0 | 0.44692 | 0 | 5960.93 | 942.621 | 5682.49 | 5654.0796
4412 | 1989-07-03 19:00 | 0 | 0 | 0 | 20 | 3.1 | -9900
4413 | 1989-07-03 20:00 | 0 | 0 | 0 | 19.4 | 2.6 | -9900
4414 | 1989-07-03 21:00 | 0 | 0 | 0 | 19.4 | 2.1 | -9900
4415 | 1989-07-03 22:00 | 0 | 0 | 0 | 19.4 | 2.1 | -9900
4416 | 1989-07-03 23:00 | 0 | 0 | 0 | 18.9 | 2.6 | -9900
4417 | 1989-07-04 | 0 | 0 | 0 | 18.3 | 2.1 | -9900
4418 | 1989-07-04 01:00 | 0 | 0 | 0 | 18.3 | 2.1 | -9900
4419 | 1989-07-04 02:00 | 0 | 0 | 0 | 17.8 | 3.6 | -9900
4420 | 1989-07-04 03:00 | 0 | 0 | 0 | 17.2 | 4.1 | -9900
4421 | 1989-07-04 04:00 | 5 | 15 | 3 | 17.2 | 3.6 | -9900 | -3.7138 | 59.7092 | 90 | 0 |  | 5 | 0 | 2.3052 | 0.0019027 | 0 | 2.156 | 0 | 0 | 2.0627 | 0 | 2.0214 | 2.0205 | 500.208 | 17.3033 | 83.2109 | 82.828 | 82.7539 | 82.7539 | 81.5954 | 81.5953 | 1443.63 | 0 | 0 | 0.00012874 | 0 | 81.5951 | 950 | 77.384 | 76.9971
4422 | 1989-07-04 05:00 | 81 | 375 | 30 | 17.8 | 2.1 | -9900 | 7.5928 | 67.6648 | 85.2181 | 0 |  | 81 | 32.1467 | 26.8291 | 0.030823 | 23.8379 | 25.2051 | 0.030823 | 10.1201 | 24.1136 | 0 | 33.549 | 33.5296 | 8298.86 | 19.6347 | 7103.62 | 7228.3 | 7145.36 | 7145.36 | 7045.33 | 7043.66 | 1229.72 | 0 | 0 | 0.5724 | 0 | 7043.09 | 950 | 6725.52 | 6691.8896
4423 | 1989-07-04 06:00 | 275 | 665 | 51 | 20.6 | 2.6 | -9900 | 19.5331 | 74.8291 | 72.9429 | 0 |  | 275 | 196.321 | 49.5175 | 0.10465 | 186.693 | 46.4158 | 0.10465 | 163.833 | 44.4067 | 0 | 204.075 | 203.882 | 50471.5 | 31.5052 | 49271.6 | 47979.4 | 47695 | 47695 | 47027.3 | 46987.2 | 1473.13 | 0 | 0 | 34.5844 | 0 | 46952.6 | 950 | 45904.1 | 45674.5664
4424 | 1989-07-04 07:00 | 489 | 787 | 71 | 21.7 | 3.6 | -9900 | 31.8776 | 81.7382 | 60.2488 | 0 |  | 489 | 392.348 | 70.8904 | 0.18608 | 379.939 | 66.3815 | 0.18608 | 360.48 | 63.5087 | 0 | 415.509 | 415.252 | 102794 | 42.923 | 102440 | 95440.8 | 94903.4 | 94903.4 | 93574.6 | 93437.6 | 1504.71 | 0 | 0 | 161.752 | 0 | 93275.9 | 949.999 | 91729.4 | 91270.7266
4425 | 1989-07-04 08:00 | 688 | 857 | 87 | 25 | 4.1 | -9900 | 44.4425 | 89.0901 | 47.2925 | 0 |  | 688 | 581.485 | 87.3582 | 0.26181 | 567.865 | 81.7793 | 0.26181 | 554.313 | 78.2404 | 0 | 619.903 | 619.515 | 153360 | 55.9504 | 153807 | 135809 | 134640 | 134640 | 132755 | 132509 | 1530.09 | 0 | 0 | 349.59 | 0 | 132159 | 950 | 129955 | 129305.3438
4426 | 1989-07-04 09:00 | 848 | 893 | 98 | 25.6 | 5.7 | -9900 | 57.0222 | 98.2262 | 34.2107 | 0 |  | 848 | 738.419 | 98.6714 | 0.32269 | 724.205 | 92.3487 | 0.32269 | 716.587 | 88.3526 | 0 | 788.841 | 788.156 | 195105 | 62.2109 | 195902 | 168339 | 167250 | 167250 | 164908 | 164548 | 1547.05 | 0 | 0 | 576.306 | 0 | 163972 | 950 | 161115 | 160309.3125
4427 | 1989-07-04 10:00 | 956 | 910 | 105 | 26.7 | 6.2 | -9900 | 69.1824 | 113.121 | 21.2137 | 0 |  | 956 | 847.606 | 105.87 | 0.36379 | 824.655 | 99.0626 | 0.36379 | 821.621 | 94.7761 | 0 | 898.07 | 896.852 | 222019 | 67.4229 | 222757 | 186622 | 185597 | 185597 | 182998 | 182552 | 1544 | 182.568 | 0 | 722.856 | 0 | 181829 | 950 | 178375 | 177483.2656
4428 | 1989-07-04 11:00 | 1013 | 922 | 108 | 26.7 | 6.7 | -9900 | 78.8618 | 151.324 | 9.4246 | 0 |  | 1013 | 908.977 | 109.053 | 0.38548 | 891.1 | 102.013 | 0.38548 | 890.45 | 97.5995 | 0 | 968.288 | 967.572 | 239524 | 69.6459 | 240143 | 199276 | 198439 | 198439 | 195660 | 195154 | 1562.62 | 4728 | 0 | 811.314 | 0 | 194343 | 950 | 186049 | 185119.1094
4429 | 1989-07-04 12:00 | 1011 | 926 | 107 | 27.8 | 6.2 | -9900 | 77.1751 | 221.741 | 9.5426 | 0 |  | 1011 | 913.845 | 108.524 | 0.38472 | 912.546 | 101.487 | 0.38472 | 911.883 | 97.0963 | 0 | 988.799 | 988.71 | 244775 | 72.6939 | 245416 | 201422 | 200872 | 200872 | 198059 | 197559 | 1586.72 | 4007.3 | 0 | 844.154 | 0 | 196714 | 950 | 189087 | 188141.2656
4430 | 1989-07-04 13:00 | 940 | 913 | 103 | 25.6 | 5.2 | -9900 | 66.4619 | 251.268 | 21.1713 | 0 |  | 940 | 850.477 | 105.096 | 0.3577 | 850.477 | 98.2512 | 0.3577 | 847.353 | 94.0007 | 0 | 922.526 | 922.477 | 228377 | 69.4363 | 229176 | 191064 | 190799 | 190799 | 188128 | 187687 | 1599.09 | 0 | 0 | 781.429 | 0 | 186906 | 950 | 183523 | 182605.8438
4431 | 1989-07-04 14:00 | 814 | 886 | 96 | 24.4 | 5.2 | -9900 | 54.1305 | 264.132 | 34.1269 | 0 |  | 814 | 732.584 | 98.4559 | 0.30975 | 732.584 | 92.0161 | 0.30975 | 724.912 | 88.0356 | 0 | 796.689 | 796.674 | 197231 | 62.2581 | 198070 | 170607 | 170358 | 170358 | 167972 | 167616 | 1592.59 | 0 | 0 | 616.455 | 0 | 167000 | 950 | 164083 | 163262.2969
4432 | 1989-07-04 15:00 | 642 | 842 | 84 | 23.3 | 6.2 | -9900 | 41.5275 | 272.66 | 47.2002 | 0 |  | 642 | 571.128 | 86.5024 | 0.2443 | 484.087 | 80.8176 | 0.2443 | 472.309 | 77.3217 | 0 | 538.638 | 538.814 | 133398 | 47.7657 | 133574 | 120816 | 119942 | 119942 | 114442 | 114194 | 1429.57 | 0 | 0 | -356.726 | 0 | 114551 | 948.286 | 112565 | 112002.3906
4433 | 1989-07-04 16:00 | 439 | 768 | 67 | 24.4 | 2.6 | -9900 | 28.9934 | 279.826 | 60.159 | 0 |  | 439 | 381.389 | 69.473 | 0.16705 | 280.744 | 64.8444 | 0.16705 | 265.852 | 62.0401 | 0 | 321.334 | 321.705 | 79632.3 | 41.6073 | 78990.1 | 72979.9 | 72368.9 | 72368.9 | 68003.4 | 67897.1 | 1328.24 | 0 | 0 | -843.545 | 0 | 68740.6 | 943.966 | 67467.1 | 67129.8125
4434 | 1989-07-04 17:00 | 224 | 616 | 46 | 24.4 | 3.6 | -9900 | 16.7194 | 286.739 | 72.8621 | 0 |  | 224 | 182.082 | 47.5707 | 0.085239 | 56.9046 | 44.3555 | 0.085239 | 50.9837 | 42.4376 | 0 | 91.553 | 91.5894 | 22665.2 | 29.081 | 21409.4 | 20761.4 | 20484.2 | 20484.2 | 19860.9 | 19839 | 1120.16 | 0 | 0 | -107.668 | 0 | 19946.6 | 950 | 19295.3 | 19198.8164
4435 | 1989-07-04 18:00 | 50 | 258 | 24 | 22.2 | 4.1 | -9900 | 4.895 | 294.036 | 85.1521 | 0 |  | 50 | 25.2238 | 24.2117 | 0.019026 | 11.8229 | 22.4748 | 0.019026 | 8.1186 | 21.504 | 0 | 29.0301 | 29.0317 | 7186.55 | 23.6504 | 6028.39 | 6048.48 | 6002.01 | 6002.01 | 5909.91 | 5908.72 | 1283.64 | 0 | 0 | 0.43164 | 0 | 5908.29 | 942.14 | 5633.77 | 5605.604
4436 | 1989-07-04 19:00 | 0 | 0 | 0 | 21.1 | 4.1 | -9900
4437 | 1989-07-04 20:00 | 0 | 0 | 0 | 20.6 | 3.1 | -9900
4438 | 1989-07-04 21:00 | 0 | 0 | 0 | 20.6 | 3.1 | -9900
4439 | 1989-07-04 22:00 | 0 | 0 | 0 | 20 | 3.6 | -9900
4440 | 1989-07-04 23:00 | 0 | 0 | 0 | 19.4 | 2.1 | -9900
4441 | 1989-07-05 | 0 | 0 | 0 | 19.4 | 3.1 | -9900
4442 | 1989-07-05 01:00 | 0 | 0 | 0 | 18.9 | 3.1 | -9900
4443 | 1989-07-05 02:00 | 0 | 0 | 0 | 19.4 | 2.1 | -9900
4444 | 1989-07-05 03:00 | 0 | 0 | 0 | 18.9 | 2.6 | -9900
4445 | 1989-07-05 04:00 | 4 | 9 | 3 | 18.9 | 2.1 | -9900 | -3.8024 | 59.7574 | 90 | 0 |  | 4 | 0 | 2.7095 | 0.0015221 | 0 | 2.534 | 0 | 0 | 2.4244 | 0 | 2.3759 | 2.3752 | 588.002 | 19.03 | 114.838 | 114.428 | 114.375 | 114.375 | 112.774 | 112.773 | 1437.43 | 0 | 0 | 0.00024546 | 0 | 112.773 | 950 | 106.956 | 106.421
4446 | 1989-07-05 05:00 | 32 | 23 | 29 | 17.8 | 6.7 | -9900 | 7.5091 | 67.722 | 85.2989 | 0 |  | 32 | 1.8797 | 30.0878 | 0.012177 | 1.3894 | 28.108 | 0.012177 | 0.58351 | 26.8922 | 0 | 26.9262 | 26.9113 | 6662.21 | 18.9945 | 5491.55 | 5611.63 | 5580.91 | 5580.91 | 5502.77 | 5502.37 | 1531.41 | 0 | 0 | 0.63889 | 0 | 5501.73 | 950 | 5240.83 | 5214.624
4447 | 1989-07-05 06:00 | 113 | 8 | 110 | 17.8 | 5.2 | -9900 | 19.4536 | 74.8958 | 73.0186 | 0 |  | 113 | 2.6282 | 108.305 | 0.043 | 2.4949 | 101.323 | 0.043 | 2.1874 | 96.9392 | 0 | 97.144 | 97.0943 | 24036.8 | 22.4139 | 22604.3 | 22821.6 | 22749.5 | 22749.5 | 22431 | 22424.5 | 1571.32 | 0 | 0 | 11.0126 | 0 | 22413.5 | 950 | 21643.5 | 21535.2617
4448 | 1989-07-05 07:00 | 471 | 737 | 81 | 19.4 | 4.1 | -9900 | 31.8012 | 81.817 | 60.3204 | 0 |  | 471 | 366.05 | 80.2691 | 0.17923 | 354.369 | 75.1931 | 0.17923 | 336.139 | 71.9387 | 0 | 399.916 | 399.708 | 98947.4 | 39.3691 | 98524 | 93114.5 | 92622.9 | 92622.9 | 91326.1 | 91197.4 | 1516.24 | 0 | 0 | 155.873 | 0 | 91041.6 | 949.999 | 89518.6 | 89070.9766
4449 | 1989-07-05 08:00 | 270 | 48 | 236 | 18.9 | 4.6 | -9900 | 44.3676 | 89.1865 | 47.3612 | 0 |  | 270 | 32.8971 | 237.663 | 0.10274 | 32.1265 | 222.305 | 0.10274 | 31.3567 | 212.686 | 0 | 239.162 | 238.988 | 59163.8 | 30.5711 | 58066.2 | 56848.1 | 56662.5 | 56662.5 | 55869.2 | 55828.6 | 1567.03 | 0 | 0 | 67.7573 | 0 | 55760.9 | 950 | 54556.8 | 54284.0117
4450 | 1989-07-05 09:00 | 328 | 1 | 327 | 20.6 | 5.7 | -9900 | 56.9456 | 98.35 | 34.2787 | 0 |  | 328 | 0.98462 | 324.34 | 0.12481 | 0.96566 | 303.394 | 0.12481 | 0.95546 | 290.267 | 0 | 285.398 | 285.292 | 70627.5 | 33.8522 | 69707.8 | 67400.8 | 67235.8 | 67235.8 | 66294.5 | 66238 | 1567.51 | 0 | 0 | 95.9449 | 0 | 66142 | 949.999 | 64814.8 | 64490.75
4451 | 1989-07-05 10:00 | 394 | 8 | 387 | 18.9 | 7.2 | -9900 | 69.0976 | 113.281 | 21.2861 | 0 |  | 394 | 6.9726 | 384.61 | 0.14993 | 6.7838 | 359.753 | 0.14993 | 6.7587 | 344.188 | 0 | 343.927 | 343.788 | 85109.3 | 33.8159 | 84432 | 81664.5 | 81469.7 | 81469.7 | 80329.2 | 80246.8 | 1575.13 | 0 | 0 | 141.075 | 0 | 80105.7 | 949.999 | 78666.7 | 78273.3516
4452 | 1989-07-05 11:00 | 542 | 43 | 500 | 19.4 | 6.2 | -9900 | 78.7594 | 151.351 | 9.5186 | 0 |  | 542 | 42.188 | 509.843 | 0.20625 | 41.3584 | 476.87 | 0.20625 | 41.3276 | 456.237 | 0 | 487.614 | 487.426 | 120669 | 41.5323 | 120613 | 113229 | 112939 | 112939 | 111357 | 111198 | 1567.97 | 0 | 0 | 269.579 | 0 | 110929 | 950 | 109125 | 108579.6328
4453 | 1989-07-05 12:00 | 1005 | 905 | 122 | 21.1 | 5.2 | -9900 | 77.1239 | 221.341 | 9.5831 | 0 |  | 1005 | 892.699 | 123.57 | 0.38243 | 891.431 | 115.558 | 0.38243 | 890.778 | 110.558 | 0 | 981.309 | 981.23 | 242923 | 67.7283 | 243589 | 204612 | 204068 | 204068 | 201209 | 200699 | 1589.02 | 6218.2 | 0 | 875.781 | 0 | 199824 | 950 | 189909 | 188959.2188
4454 | 1989-07-05 13:00 | 933 | 890 | 117 | 21.7 | 4.1 | -9900 | 66.4484 | 251.012 | 21.1711 | 0 |  | 933 | 829.229 | 119.218 | 0.35503 | 829.229 | 111.454 | 0.35503 | 826.183 | 106.632 | 0 | 914.159 | 914.086 | 226298 | 67.3669 | 227112 | 191163 | 190884 | 190884 | 188208 | 187773 | 1607.74 | 0 | 0 | 786.606 | 0 | 186986 | 950 | 183602 | 182684.25
4455 | 1989-07-05 14:00 | 809 | 864 | 109 | 22.2 | 2.6 | -9900 | 54.1267 | 263.956 | 34.12 | 0 |  | 809 | 714.313 | 111.628 | 0.30785 | 714.313 | 104.327 | 0.30785 | 706.836 | 99.8138 | 0 | 790.516 | 790.501 | 195703 | 64.4822 | 196537 | 167611 | 167365 | 167365 | 165022 | 164674 | 1581.86 | 0 | 0 | 593.088 | 0 | 164081 | 950 | 161230 | 160424.3125
4456 | 1989-07-05 15:00 | 635 | 814 | 95 | 21.7 | 4.1 | -9900 | 41.5244 | 272.522 | 47.1943 | 0 |  | 635 | 552.799 | 97.6846 | 0.24164 | 467.869 | 91.2657 | 0.24164 | 456.488 | 87.3179 | 0 | 532.929 | 532.76 | 131897 | 48.3162 | 132047 | 119052 | 118301 | 118301 | 113257 | 113017 | 1419.59 | 0 | 0 | -390.07 | 0 | 113407 | 949.405 | 111444 | 110887.1641
4457 | 1989-07-05 16:00 | 430 | 730 | 76 | 22.2 | 3.1 | -9900 | 28.9872 | 279.707 | 60.1574 | 0 |  | 430 | 363.025 | 78.6638 | 0.16363 | 266.577 | 73.4292 | 0.16363 | 252.431 | 70.2535 | 0 | 316.231 | 316.665 | 78387.1 | 38.7567 | 77710.2 | 72733.1 | 72117.1 | 72117.1 | 68320.5 | 68215 | 1335.88 | 0 | 0 | -550.832 | 0 | 68765.8 | 944.777 | 67484.2 | 67146.7891
4458 | 1989-07-05 17:00 | 218 | 574 | 52 | 22.2 | 2.6 | -9900 | 16.7074 | 286.631 | 72.8668 | 0 |  | 218 | 169.88 | 53.6023 | 0.082956 | 52.6945 | 49.9683 | 0.082956 | 47.2369 | 47.8079 | 0 | 93.1439 | 93.0113 | 23017.7 | 27.175 | 21733.5 | 21274.4 | 20996.5 | 20996.5 | 20521.7 | 20500.2 | 1137.35 | 0 | 0 | -93.4602 | 0 | 20593.7 | 950 | 19917.2 | 19817.6035
4459 | 1989-07-05 18:00 | 47 | 212 | 26 | 20.6 | 4.1 | -9900 | 4.8748 | 293.934 | 85.1652 | 0 |  | 47 | 20.3178 | 26.1955 | 0.017885 | 9.4986 | 24.3293 | 0.017885 | 6.5257 | 23.2783 | 0 | 29.2079 | 29.2068 | 7230.11 | 22.0591 | 6059.7 | 6117.26 | 6074.03 | 6074.03 | 5984.19 | 5983.11 | 1326.81 | 0 | 0 | 0.46749 | 0 | 5982.65 | 943.072 | 5703.67 | 5675.1523
4460 | 1989-07-05 19:00 | 0 | 0 | 0 | 18.9 | 3.1 | -9900
4461 | 1989-07-05 20:00 | 0 | 0 | 0 | 18.3 | 3.1 | -9900
4462 | 1989-07-05 21:00 | 0 | 0 | 0 | 17.8 | 3.1 | -9900
4463 | 1989-07-05 22:00 | 0 | 0 | 0 | 17.8 | 2.1 | -9900
4464 | 1989-07-05 23:00 | 0 | 0 | 0 | 17.8 | 2.1 | -9900
4465 | 1989-07-06 | 0 | 0 | 0 | 17.8 | 2.1 | -9900
4466 | 1989-07-06 01:00 | 0 | 0 | 0 | 17.8 | 2.1 | -9900
4467 | 1989-07-06 02:00 | 0 | 0 | 0 | 17.8 | 2.1 | -9900
4468 | 1989-07-06 03:00 | 0 | 0 | 0 | 16.7 | 5.2 | -9900
4469 | 1989-07-06 04:00 | 0 | 0 | 0 | 17.2 | 5.7 | -9900
4470 | 1989-07-06 05:00 | 40 | 1 | 39 | 16.1 | 7.2 | -9900 | 7.4229 | 67.7854 | 85.3819 | 0 |  | 40 | 0.62262 | 38.2304 | 0.015221 | 0.46139 | 35.7681 | 0.015221 | 0.19215 | 34.2205 | 0 | 33.7244 | 33.7197 | 8347.8 | 17.563 | 7113.62 | 7309.38 | 7275.74 | 7275.74 | 7173.88 | 7173.18 | 1537.17 | 0 | 0 | 1.0995 | 0 | 7172.08 | 950 | 6841.38 | 6807.1714
4471 | 1989-07-06 06:00 | 132 | 24 | 124 | 17.2 | 6.2 | -9900 | 19.3721 | 74.9692 | 73.0961 | 0 |  | 132 | 7.0058 | 124.894 | 0.05023 | 6.6499 | 116.817 | 0.05023 | 5.8251 | 111.763 | 0 | 115.236 | 115.188 | 28516.4 | 22.4303 | 27092.7 | 27349.7 | 27261.5 | 27261.5 | 26879.8 | 26870.5 | 1568.68 | 0 | 0 | 15.8078 | 0 | 26854.7 | 950 | 26024 | 25893.9277
4472 | 1989-07-06 07:00 | 137 | 25 | 124 | 17.8 | 5.7 | -9900 | 31.7232 | 81.9033 | 60.3933 | 0 |  | 137 | 12.2012 | 124.649 | 0.052133 | 11.8117 | 116.571 | 0.052133 | 11.2014 | 111.527 | 0 | 120.274 | 120.223 | 29762.6 | 23.3845 | 28344.1 | 28511.4 | 28415.4 | 28415.4 | 28017.6 | 28007.4 | 1564.75 | 0 | 0 | 17.0448 | 0 | 27990.4 | 950 | 27149.2 | 27013.4395
4473 | 1989-07-06 08:00 | 619 | 502 | 267 | 20 | 3.1 | -9900 | 44.291 | 89.2918 | 47.431 | 0 |  | 619 | 340.596 | 264.831 | 0.23555 | 332.617 | 247.935 | 0.23555 | 324.614 | 237.205 | 0 | 550.583 | 550.326 | 136234 | 48.7737 | 136431 | 124275 | 123494 | 123494 | 121765 | 121568 | 1559.39 | 0 | 0 | 312.266 | 0 | 121255 | 950 | 119254 | 118657.75
4474 | 1989-07-06 09:00 | 811 | 736 | 193 | 21.1 | 4.6 | -9900 | 56.8673 | 98.4851 | 34.3477 | 0 |  | 811 | 608.535 | 193.855 | 0.30861 | 596.822 | 181.48 | 0.30861 | 590.485 | 173.627 | 0 | 748.829 | 748.232 | 185221 | 57.6402 | 185972 | 163105 | 162136 | 162136 | 159866 | 159530 | 1556.63 | 0 | 0 | 550.132 | 0 | 158980 | 950 | 156234 | 155453.1562
4475 | 1989-07-06 10:00 | 932 | 775 | 207 | 21.1 | 5.7 | -9900 | 69.0101 | 113.458 | 21.3601 | 0 |  | 932 | 722.219 | 208.563 | 0.35465 | 702.666 | 195.171 | 0.35465 | 700.043 | 186.726 | 0 | 869.034 | 868.383 | 214973 | 61.4376 | 215746 | 185836 | 184902 | 184902 | 182312 | 181870 | 1546.5 | 154.002 | 0 | 714.937 | 0 | 181155 | 950 | 177746 | 176856.8125
4476 | 1989-07-06 11:00 | 988 | 789 | 214 | 21.7 | 5.2 | -9900 | 78.6518 | 151.399 | 9.6166 | 0 |  | 988 | 777.535 | 216.536 | 0.37596 | 762.245 | 202.568 | 0.37596 | 761.668 | 193.803 | 0 | 936.361 | 935.534 | 231595 | 66.1568 | 232298 | 195997 | 195232 | 195232 | 192499 | 192015 | 1565.82 | 3384.24 | 0 | 788.212 | 0 | 191227 | 950 | 184352 | 183430.0469
4477 | 1989-07-06 12:00 | 978 | 784 | 213 | 22.2 | 3.6 | -9900 | 77.0661 | 220.931 | 9.6299 | 0 |  | 978 | 773.481 | 216.566 | 0.37216 | 772.383 | 202.52 | 0.37216 | 771.812 | 193.758 | 0 | 946.258 | 946.129 | 234233 | 70.5555 | 234984 | 194825 | 194320 | 194320 | 191599 | 191143 | 1593.89 | 760.465 | 0 | 802.981 | 0 | 190340 | 950 | 186115 | 185183.9688
4478 | 1989-07-06 13:00 | 873 | 698 | 232 | 21.7 | 4.6 | -9900 | 66.4301 | 250.745 | 21.1752 | 0 |  | 873 | 651.468 | 237.735 | 0.3322 | 651.468 | 222.225 | 0.3322 | 649.075 | 212.611 | 0 | 844.452 | 844.396 | 209044 | 62.9364 | 209903 | 180257 | 179975 | 179975 | 177456 | 177062 | 1597.32 | 0 | 0 | 691.228 | 0 | 176370 | 950 | 173237 | 172370.6875
4479 | 1989-07-06 14:00 | 745 | 654 | 215 | 22.2 | 4.6 | -9900 | 54.1186 | 263.771 | 34.1169 | 0 |  | 745 | 540.914 | 220.581 | 0.28349 | 540.914 | 206.115 | 0.28349 | 535.253 | 197.199 | 0 | 717.803 | 717.681 | 177675 | 57.2482 | 178399 | 157081 | 156811 | 156811 | 154615 | 154313 | 1584.84 | 0 | 0 | 523.635 | 0 | 153789 | 950 | 151167 | 150410.8438
4480 | 1989-07-06 15:00 | 561 | 488 | 237 | 21.1 | 5.2 | -9900 | 41.5173 | 272.377 | 47.1921 | 0 |  | 561 | 331.741 | 241.477 | 0.21348 | 280.117 | 225.591 | 0.21348 | 273.301 | 215.833 | 0 | 479.352 | 479.222 | 118642 | 43.8727 | 118556 | 109681 | 109194 | 109194 | 107331 | 107140 | 1445.51 | 0 | 0 | -114.797 | 0 | 107254 | 950 | 105454 | 104926.25
4481 | 1989-07-06 16:00 | 107 | 3 | 105 | 19.4 | 5.7 | -9900 | 28.9768 | 279.583 | 60.1594 | 0 |  | 107 | 2.0515 | 104.208 | 0.040717 | 1.5124 | 97.4512 | 0.040717 | 1.4321 | 93.235 | 0 | 92.7738 | 92.7366 | 22958.3 | 23.7077 | 21526.5 | 21628.4 | 21560 | 21560 | 21258.1 | 21252.2 | 1544.51 | 0 | 0 | 9.7409 | 0 | 21242.4 | 950 | 20493.3 | 20390.8105
4482 | 1989-07-06 17:00 | 62 | 5 | 61 | 19.4 | 5.2 | -9900 | 16.691 | 286.518 | 72.8755 | 0 |  | 62 | 1.0238 | 60.4854 | 0.023593 | 0.31429 | 56.566 | 0.023593 | 0.28191 | 54.1187 | 0 | 53.3126 | 53.2786 | 13189.7 | 21.9318 | 11836.4 | 11973.1 | 11927.4 | 11927.4 | 11760.4 | 11758.6 | 1558.73 | 0 | 0 | 3.0135 | 0 | 11755.6 | 950 | 11254.6 | 11198.3262
4483 | 1989-07-06 18:00 | 21 | 0 | 21 | 18.9 | 4.1 | -9900 | 4.8499 | 293.827 | 85.1828 | 0 |  | 21 | 0 | 20.8134 | 0.0079911 | 0 | 19.4663 | 0.0079911 | 0 | 18.624 | 0 | 18.2516 | 18.2444 | 4516.62 | 19.8115 | 3455.04 | 3516.05 | 3488.62 | 3488.62 | 3439.78 | 3439.62 | 1529.6 | 0 | 0 | 0.25081 | 0 | 3439.37 | 950 | 3270.81 | 3254.4585
4484 | 1989-07-06 19:00 | 0 | 0 | 0 | 18.9 | 4.1 | -9900
4485 | 1989-07-06 20:00 | 0 | 0 | 0 | 19.4 | 4.1 | -9900
4486 | 1989-07-06 21:00 | 0 | 0 | 0 | 18.9 | 4.1 | -9900
4487 | 1989-07-06 22:00 | 0 | 0 | 0 | 18.9 | 2.6 | -9900
4488 | 1989-07-06 23:00 | 0 | 0 | 0 | 18.9 | 2.6 | -9900
4489 | 1989-07-07 | 0 | 0 | 0 | 18.9 | 2.6 | -9900
4490 | 1989-07-07 01:00 | 0 | 0 | 0 | 18.9 | 2.6 | -9900
4491 | 1989-07-07 02:00 | 0 | 0 | 0 | 18.9 | 2.1 | -9900
4492 | 1989-07-07 03:00 | 0 | 0 | 0 | 18.9 | 2.6 | -9900
4493 | 1989-07-07 04:00 | 0 | 0 | 0 | 18.9 | 3.1 | -9900
4494 | 1989-07-07 05:00 | 31 | 1 | 31 | 18.9 | 3.1 | -9900 | 7.3344 | 67.8551 | 85.467 | 0 |  | 31 | 0 | 30.6714 | 0.011796 | 0 | 28.6869 | 0.011796 | 0 | 27.4457 | 0 | 26.8968 | 26.8845 | 6655.7 | 20.3057 | 5485.28 | 5579.16 | 5548.9 | 5548.9 | 5471.22 | 5470.82 | 1551.56 | 0 | 0 | 0.64858 | 0 | 5470.18 | 950 | 5210.64 | 5184.5884
4495 | 1989-07-07 06:00 | 128 | 1 | 128 | 18.9 | 2.6 | -9900 | 19.2887 | 75.0492 | 73.1751 | 0 |  | 128 | 0 | 125.663 | 0.048708 | 0 | 117.578 | 0.048708 | 0 | 112.491 | 0 | 110.241 | 110.203 | 27282.1 | 24.7945 | 25854.6 | 25868.8 | 25786.1 | 25786.1 | 25425.1 | 25416.7 | 1557.75 | 0 | 0 | 14.0234 | 0 | 25402.7 | 950 | 24589.7 | 24466.709
4496 | 1989-07-07 07:00 | 196 | 0 | 196 | 19.4 | 4.1 | -9900 | 31.6435 | 81.9971 | 60.4674 | 0 |  | 196 | 0 | 193.463 | 0.074584 | 0 | 180.99 | 0.074584 | 0 | 173.159 | 0 | 169.696 | 169.591 | 41984.8 | 27.8726 | 40664.5 | 40216.5 | 40115.7 | 40115.7 | 39554 | 39533.6 | 1560.43 | 0 | 0 | 34.0969 | 0 | 39499.5 | 950 | 38585.8 | 38392.9102
4497 | 1989-07-07 08:00 | 503 | 253 | 325 | 20.6 | 3.1 | -9900 | 44.213 | 89.4059 | 47.5018 | 0 |  | 503 | 172.242 | 321.698 | 0.19141 | 168.162 | 301.128 | 0.19141 | 164.099 | 288.097 | 0 | 443.152 | 442.83 | 109624 | 43.7533 | 109377 | 101730 | 101246 | 101246 | 99828.2 | 99697.9 | 1563.6 | 0 | 0 | 213.797 | 0 | 99484.1 | 949.999 | 97866.2 | 97376.8906
4498 | 1989-07-07 09:00 | 733 | 552 | 270 | 20.6 | 5.2 | -9900 | 56.7873 | 98.6315 | 34.4177 | 0 |  | 733 | 455.943 | 270.123 | 0.27893 | 447.168 | 252.84 | 0.27893 | 442.397 | 241.899 | 0 | 670.611 | 670.104 | 165884 | 52.4435 | 166477 | 149368 | 148571 | 148571 | 146490 | 146205 | 1555.32 | 0 | 0 | 455.484 | 0 | 145750 | 950 | 143278 | 142561.5469
4499 | 1989-07-07 10:00 | 685 | 371 | 338 | 21.7 | 5.2 | -9900 | 68.92 | 113.65 | 21.4356 | 0 |  | 685 | 345.699 | 339.905 | 0.26066 | 336.341 | 318.072 | 0.26066 | 335.076 | 304.309 | 0 | 626.598 | 625.966 | 154962 | 51.4461 | 155427 | 140033 | 139467 | 139467 | 137515 | 137259 | 1535.25 | 0 | 0 | 404.503 | 0 | 136854 | 950 | 134559 | 133886.4062
4500 | 1989-07-07 11:00 | 654 | 193 | 465 | 21.1 | 5.7 | -9900 | 78.5388 | 151.466 | 9.7186 | 0 |  | 654 | 189.882 | 466.61 | 0.24887 | 185.881 | 436.468 | 0.24887 | 185.738 | 417.584 | 0 | 591.255 | 590.959 | 146297 | 48.5508 | 146647 | 133812 | 133472 | 133472 | 131604 | 131385 | 1583.44 | 0 | 0 | 378.65 | 0 | 131006 | 950 | 128827 | 128183.1562
4501 | 1989-07-07 12:00 | 942 | 740 | 220 | 21.7 | 5.7 | -9900 | 77.0015 | 220.512 | 9.6833 | 0 |  | 942 | 730.085 | 225.039 | 0.35846 | 729.048 | 210.44 | 0.35846 | 728.503 | 201.336 | 0 | 911.242 | 911.121 | 225567 | 64.0228 | 226378 | 193422 | 192913 | 192913 | 190211 | 189764 | 1602.68 | 422.63 | 0 | 790.684 | 0 | 188973 | 950 | 185118 | 184192.1719
4502 | 1989-07-07 13:00 | 875 | 693 | 239 | 22.2 | 5.7 | -9900 | 66.4067 | 250.465 | 21.1836 | 0 |  | 875 | 646.468 | 244.799 | 0.33296 | 646.468 | 228.829 | 0.33296 | 644.091 | 218.93 | 0 | 845.761 | 845.665 | 209361 | 61.4823 | 210221 | 181702 | 181428 | 181428 | 178887 | 178494 | 1599.48 | 0 | 0 | 709.223 | 0 | 177784 | 950 | 174617 | 173744.375
4503 | 1989-07-07 14:00 | 777 | 754 | 166 | 21.7 | 5.2 | -9900 | 54.1062 | 263.577 | 34.1174 | 0 |  | 777 | 623.677 | 170.376 | 0.29567 | 623.677 | 159.211 | 0.29567 | 617.15 | 152.324 | 0 | 754.084 | 754.092 | 186688 | 57.5346 | 187478 | 164869 | 164598 | 164598 | 162294 | 161961 | 1593.84 | 0 | 0 | 578.732 | 0 | 161382 | 950 | 158592 | 157799.0312
4504 | 1989-07-07 15:00 | 616 | 711 | 145 | 21.7 | 4.1 | -9900 | 41.5061 | 272.225 | 47.1935 | 0 |  | 616 | 482.348 | 149.428 | 0.23441 | 406.214 | 139.56 | 0.23441 | 396.324 | 133.524 | 0 | 519.251 | 519.967 | 128730 | 47.6771 | 128815 | 116710 | 116088 | 116088 | 112163 | 111936 | 1428.8 | 0 | 0 | -727.455 | 0 | 112664 | 950 | 110732 | 110178.5
4505 | 1989-07-07 16:00 | 409 | 609 | 114 | 21.7 | 3.6 | -9900 | 28.9622 | 279.453 | 60.1653 | 0 |  | 409 | 302.686 | 117.297 | 0.15564 | 223.724 | 109.497 | 0.15564 | 211.852 | 104.761 | 0 | 310.282 | 310.672 | 76900.6 | 37.5781 | 76154.1 | 71901.4 | 71078.4 | 71078.4 | 68882.7 | 68783.8 | 1341.92 | 0 | 0 | -519.34 | 0 | 69303.2 | 950 | 67977.3 | 67637.4141
4506 | 1989-07-07 17:00 | 195 | 415 | 76 | 21.1 | 3.6 | -9900 | 16.6701 | 286.4 | 72.8883 | 0 |  | 195 | 121.898 | 77.4177 | 0.074203 | 37.0824 | 72.2235 | 0.074203 | 33.2792 | 69.1004 | 0 | 100.332 | 100.44 | 24859.7 | 26.2334 | 23496.4 | 23242 | 23058 | 23058 | 22735.2 | 22717.8 | 1247.65 | 0 | 0 | 5.645 | 0 | 22712.2 | 950 | 21955.1 | 21845.293
4507 | 1989-07-07 18:00 | 39 | 84 | 31 | 20 | 3.6 | -9900 | 4.8202 | 293.715 | 85.2048 | 0 |  | 39 | 7.6769 | 30.8667 | 0.014841 | 3.5661 | 28.7324 | 0.014841 | 2.452 | 27.4906 | 0 | 29.3438 | 29.3268 | 7260.09 | 21.4989 | 6069.23 | 6145.89 | 6111.07 | 6111.07 | 6025.52 | 6024.89 | 1458.92 | 0 | 0 | 0.67097 | 0 | 6024.22 | 950 | 5740.39 | 5711.6885
4508 | 1989-07-07 19:00 | 0 | 0 | 0 | 19.4 | 3.6 | -9900
4509 | 1989-07-07 20:00 | 0 | 0 | 0 | 18.9 | 3.1 | -9900
4510 | 1989-07-07 21:00 | 0 | 0 | 0 | 18.9 | 2.6 | -9900
4511 | 1989-07-07 22:00 | 0 | 0 | 0 | 18.9 | 2.1 | -9900
4512 | 1989-07-07 23:00 | 0 | 0 | 0 | 18.9 | 3.1 | -9900
4513 | 1989-07-08 | 0 | 0 | 0 | 18.9 | 2.1 | -9900
4514 | 1989-07-08 01:00 | 0 | 0 | 0 | 18.9 | 0 | -9900
4515 | 1989-07-08 02:00 | 0 | 0 | 0 | 19.4 | 2.6 | -9900
4516 | 1989-07-08 03:00 | 0 | 0 | 0 | 19.4 | 3.6 | -9900
4517 | 1989-07-08 04:00 | 2 | 3 | 1 | 18.9 | 2.6 | -9900 | -4.0864 | 59.9377 | 90 | 0 |  | 2 | 0 | 0.6107 | 0.00076106 | 0 | 0.57115 | 0 | 0 | 0.54644 | 0 | 0.53551 | 0.53523 | 132.503 | 18.9286 | 5.8748 | 5.8535 | 0.11714 | 0.11393 | 0.11188 | 0.11188 | 187.722 | 0 | 0 | 0 | 0.11188 | 0 | 790 | 0 | 0
4518 | 1989-07-08 05:00 | 69 | 208 | 42 | 18.9 | 3.1 | -9900 | 7.2435 | 67.931 | 85.5541 | 0 |  | 69 | 16.5839 | 38.2094 | 0.026257 | 12.2342 | 35.8624 | 0.026257 | 5.0359 | 34.3096 | 0 | 38.5586 | 38.5311 | 9537.88 | 20.9146 | 8279.94 | 8400.21 | 8332.09 | 8332.09 | 8215.44 | 8214.05 | 1410.45 | 0 | 0 | 1.265 | 0 | 8212.78 | 950 | 7844.47 | 7805.252
4519 | 1989-07-08 06:00 | 238 | 445 | 91 | 20.6 | 2.6 | -9900 | 19.2034 | 75.136 | 73.2556 | 0 |  | 238 | 128.629 | 88.0121 | 0.090566 | 122.313 | 82.4642 | 0.090566 | 106.952 | 78.895 | 0 | 182.13 | 182.087 | 45076.4 | 30.3395 | 43799.6 | 42872.8 | 42676.4 | 42676.4 | 42079 | 42049.9 | 1492.7 | 0 | 0 | 32.2634 | 0 | 42017.7 | 950 | 41056.5 | 40851.2578
4520 | 1989-07-08 07:00 | 476 | 750 | 81 | 21.7 | 2.6 | -9900 | 31.5621 | 82.0983 | 60.5427 | 0 |  | 476 | 370.712 | 80.2768 | 0.18113 | 358.769 | 75.2011 | 0.18113 | 340.06 | 71.9464 | 0 | 403.767 | 403.565 | 99901.4 | 43.2858 | 99494.7 | 92554 | 92080.8 | 92080.8 | 90791.5 | 90664.8 | 1517.8 | 0 | 0 | 153.593 | 0 | 90511.2 | 949.999 | 88993.7 | 88548.7344
4521 | 1989-07-08 08:00 | 678 | 829 | 99 | 21.7 | 2.6 | -9900 | 44.1334 | 89.5288 | 47.5735 | 0 |  | 678 | 560.303 | 99.2841 | 0.258 | 546.905 | 92.9438 | 0.258 | 533.635 | 88.9217 | 0 | 610.106 | 609.853 | 150966 | 54.3197 | 151381 | 134584 | 133378 | 133378 | 131511 | 131272 | 1539.75 | 0 | 0 | 347.047 | 0 | 130925 | 950 | 128742 | 128098.1094
4522 | 1989-07-08 09:00 | 840 | 870 | 112 | 22.2 | 4.1 | -9900 | 56.7055 | 98.7891 | 34.4887 | 0 |  | 840 | 716.965 | 112.631 | 0.31965 | 703.003 | 105.414 | 0.31965 | 695.467 | 100.853 | 0 | 780.393 | 779.788 | 193033 | 61.1575 | 193820 | 167296 | 166209 | 166209 | 163882 | 163527 | 1555.18 | 0 | 0 | 573.216 | 0 | 162954 | 950 | 160120 | 159319.5
4523 | 1989-07-08 10:00 | 899 | 803 | 149 | 22.2 | 5.2 | -9900 | 68.8272 | 113.858 | 21.5126 | 0 |  | 899 | 747.26 | 150.815 | 0.3421 | 726.86 | 141.14 | 0.3421 | 724.107 | 135.033 | 0 | 841.957 | 841.138 | 208227 | 62.1711 | 209017 | 179409 | 178430 | 178430 | 175932 | 175519 | 1545.6 | 0 | 0 | 669.476 | 0 | 174849 | 950 | 171742 | 170883.0469
4524 | 1989-07-08 11:00 | 934 | 763 | 186 | 21.7 | 5.7 | -9900 | 78.4206 | 151.552 | 9.8246 | 0 |  | 934 | 751.57 | 188.674 | 0.35541 | 735.737 | 176.506 | 0.35541 | 735.156 | 168.869 | 0 | 885.945 | 885.282 | 219154 | 62.8226 | 219935 | 188396 | 187890 | 187890 | 185259 | 184818 | 1571.95 | 0 | 0 | 734.613 | 0 | 184083 | 950 | 180764 | 179860.5625
4525 | 1989-07-08 12:00 | 529 | 131 | 402 | 21.7 | 4.6 | -9900 | 76.9303 | 220.086 | 9.7433 | 0 |  | 529 | 128.437 | 404.548 | 0.2013 | 128.255 | 378.327 | 0.2013 | 128.158 | 361.959 | 0 | 480.314 | 480.221 | 118885 | 45.1518 | 118799 | 109942 | 109666 | 109666 | 108131 | 107984 | 1579.22 | 0 | 0 | 255.803 | 0 | 107728 | 949.999 | 105983 | 105453.5
4526 | 1989-07-08 13:00 | 814 | 661 | 208 | 21.7 | 4.6 | -9900 | 66.3783 | 250.174 | 21.1965 | 0 |  | 814 | 616.058 | 213.57 | 0.30975 | 616.058 | 199.634 | 0.30975 | 613.79 | 190.997 | 0 | 788.691 | 788.604 | 195232 | 60.2118 | 196068 | 170433 | 170170 | 170170 | 167787 | 167437 | 1601.09 | 0 | 0 | 624.275 | 0 | 166812 | 950 | 163898 | 163078.9844
4527 | 1989-07-08 14:00 | 674 | 673 | 129 | 22.2 | 4.1 | -9900 | 54.0894 | 263.374 | 34.1219 | 0 |  | 674 | 556.398 | 133.013 | 0.25648 | 556.398 | 124.287 | 0.25648 | 550.573 | 118.911 | 0 | 656.095 | 656.063 | 162423 | 54.9763 | 162992 | 144910 | 144637 | 144637 | 142612 | 142354 | 1582.52 | 0 | 0 | 444.731 | 0 | 141909 | 950 | 139542 | 138844.1406
4528 | 1989-07-08 15:00 | 505 | 599 | 108 | 22.2 | 4.1 | -9900 | 41.4906 | 272.065 | 47.1987 | 0 |  | 505 | 406.65 | 111.785 | 0.19217 | 341.458 | 104.391 | 0.19217 | 333.138 | 99.8761 | 0 | 424.354 | 424.655 | 105134 | 43.4154 | 104857 | 96808.6 | 96220.3 | 96220.3 | 92885.5 | 92727.2 | 1433.4 | 0 | 0 | -262.096 | 0 | 92989.3 | 949.85 | 91423.4 | 90966.25
4529 | 1989-07-08 16:00 | 429 | 728 | 76 | 21.7 | 4.1 | -9900 | 28.9433 | 279.317 | 60.1751 | 0 |  | 429 | 362.305 | 78.6945 | 0.16325 | 268.223 | 73.458 | 0.16325 | 253.984 | 70.2811 | 0 | 317.78 | 318.364 | 78800.3 | 37.6052 | 78128.8 | 73517.9 | 72679.4 | 72679.4 | 69219.9 | 69113.2 | 1320.73 | 0 | 0 | -177.773 | 0 | 69291 | 943.647 | 68005.4 | 67665.3594
4530 | 1989-07-08 17:00 | 214 | 563 | 53 | 20.6 | 4.1 | -9900 | 16.6448 | 286.277 | 72.9053 | 0 |  | 214 | 165.006 | 54.6506 | 0.081434 | 49.6689 | 50.9467 | 0.081434 | 44.5997 | 48.744 | 0 | 91.4768 | 91.5226 | 22651.2 | 25.1724 | 21360.8 | 21095.5 | 20846.9 | 20846.9 | 20290.9 | 20270.2 | 1138.62 | 0 | 0 | -103.385 | 0 | 20373.6 | 950 | 19695 | 19596.5371
4531 | 1989-07-08 18:00 | 49 | 210 | 26 | 20 | 3.6 | -9900 | 4.7857 | 293.598 | 85.2313 | 0 |  | 49 | 21.9495 | 26.1047 | 0.018646 | 10.1668 | 24.2473 | 0.018646 | 6.9923 | 23.1998 | 0 | 29.5882 | 29.5712 | 7320.27 | 21.5113 | 6148.59 | 6217.87 | 6175.17 | 6175.17 | 6088.68 | 6087.51 | 1300.14 | 0 | 0 | 0.46005 | 0 | 6087.05 | 943.032 | 5803.89 | 5774.8662
4532 | 1989-07-08 19:00 | 0 | 0 | 0 | 19.4 | 3.1 | -9900
4533 | 1989-07-08 20:00 | 0 | 0 | 0 | 18.9 | 3.1 | -9900
4534 | 1989-07-08 21:00 | 0 | 0 | 0 | 18.9 | 3.1 | -9900
4535 | 1989-07-08 22:00 | 0 | 0 | 0 | 18.9 | 2.6 | -9900
4536 | 1989-07-08 23:00 | 0 | 0 | 0 | 18.9 | 2.6 | -9900
4537 | 1989-07-09 | 0 | 0 | 0 | 18.9 | 1.5 | -9900
4538 | 1989-07-09 01:00 | 0 | 0 | 0 | 18.9 | 3.1 | -9900
4539 | 1989-07-09 02:00 | 0 | 0 | 0 | 18.9 | 3.1 | -9900
4540 | 1989-07-09 03:00 | 0 | 0 | 0 | 18.9 | 1.5 | -9900
4541 | 1989-07-09 04:00 | 0 | 0 | 0 | 19.4 | 3.1 | -9900
4542 | 1989-07-09 05:00 | 30 | 2 | 29 | 19.4 | 2.6 | -9900 | 7.1505 | 68.0132 | 85.6431 | 0 |  | 30 | 0.60974 | 30.1018 | 0.011416 | 0.44845 | 28.1207 | 0.011416 | 0.18396 | 26.9043 | 0 | 26.5465 | 26.5341 | 6568.91 | 20.8193 | 5402.06 | 5484.26 | 5454.6 | 5454.6 | 5378.23 | 5377.86 | 1559.03 | 0 | 0 | 0.6257 | 0 | 5377.24 | 950 | 5121.67 | 5096.0654
4543 | 1989-07-09 06:00 | 128 | 10 | 125 | 19.4 | 4.6 | -9900 | 19.1163 | 75.2294 | 73.3376 | 0 |  | 128 | 2.624 | 122.749 | 0.048708 | 2.495 | 114.851 | 0.048708 | 2.1796 | 109.881 | 0 | 109.82 | 109.792 | 27180.6 | 24.7617 | 25752.8 | 25771.6 | 25691.5 | 25691.5 | 25331.8 | 25323.5 | 1564.25 | 0 | 0 | 14.0461 | 0 | 25309.4 | 950 | 24497 | 24374.5352
4544 | 1989-07-09 07:00 | 311 | 185 | 214 | 20 | 3.6 | -9900 | 31.4793 | 82.2069 | 60.6191 | 0 |  | 311 | 91.0348 | 210.507 | 0.11835 | 88.101 | 197.039 | 0.11835 | 83.4853 | 188.512 | 0 | 266.558 | 266.454 | 65962.6 | 33.6181 | 64969.7 | 62861.1 | 62654.7 | 62654.7 | 61777.6 | 61726 | 1559.74 | 0 | 0 | 80.3171 | 0 | 61645.7 | 949.999 | 60374.2 | 60072.3281
4545 | 1989-07-09 08:00 | 536 | 385 | 268 | 20.6 | 3.1 | -9900 | 44.0523 | 89.6603 | 47.6462 | 0 |  | 536 | 259.364 | 265.605 | 0.20396 | 253.161 | 248.616 | 0.20396 | 246.993 | 237.858 | 0 | 475.153 | 474.897 | 117563 | 45.4299 | 117454 | 108484 | 107807 | 107807 | 106298 | 106148 | 1559.77 | 0 | 0 | 237.694 | 0 | 105911 | 949.999 | 104194 | 103673.5078
4546 | 1989-07-09 09:00 | 482 | 124 | 379 | 21.1 | 3.1 | -9900 | 56.622 | 98.9577 | 34.5606 | 0 |  | 482 | 101.448 | 377.033 | 0.18342 | 99.4032 | 352.81 | 0.18342 | 98.3326 | 337.544 | 0 | 427.159 | 427.02 | 105710 | 43.4267 | 105394 | 98163.2 | 97823 | 97823 | 96453.5 | 96333.6 | 1571.27 | 0 | 0 | 203.113 | 0 | 96130.5 | 949.999 | 94560.1 | 94087.2891
4547 | 1989-07-09 10:00 | 874 | 650 | 268 | 22.2 | 4.6 | -9900 | 68.7319 | 114.081 | 21.5911 | 0 |  | 874 | 603.849 | 270.212 | 0.33258 | 587.225 | 252.874 | 0.33258 | 584.984 | 241.932 | 0 | 810.378 | 809.663 | 200439 | 61.7402 | 201234 | 173197 | 172418 | 172418 | 170004 | 169629 | 1566.3 | 0 | 0 | 631.344 | 0 | 168998 | 950 | 166025 | 165195.2344
4548 | 1989-07-09 11:00 | 964 | 682 | 296 | 22.2 | 4.6 | -9900 | 78.2972 | 151.657 | 9.9345 | 0 |  | 964 | 671.264 | 299.849 | 0.36683 | 657.124 | 280.512 | 0.36683 | 656.595 | 268.375 | 0 | 906.47 | 906.04 | 224294 | 66.4468 | 225047 | 189659 | 189180 | 189180 | 186531 | 186078 | 1562.81 | 496.093 | 0 | 739.842 | 0 | 185339 | 950 | 181493 | 180585.7969
4549 | 1989-07-09 12:00 | 953 | 723 | 249 | 22.2 | 5.2 | -9900 | 76.8521 | 219.653 | 9.81 | 0 |  | 953 | 712.057 | 254.257 | 0.36264 | 711.045 | 237.765 | 0.36264 | 710.501 | 227.479 | 0 | 919.22 | 919.01 | 227518 | 65.8715 | 228319 | 193459 | 192969 | 192969 | 190266 | 189814 | 1593.49 | 298.746 | 0 | 788.152 | 0 | 189025 | 950 | 185293 | 184366.5625
4550 | 1989-07-09 13:00 | 874 | 760 | 177 | 22.2 | 5.2 | -9900 | 66.3447 | 249.872 | 21.214 | 0 |  | 874 | 708.67 | 181.27 | 0.33258 | 708.67 | 169.45 | 0.33258 | 706.057 | 162.119 | 0 | 850.813 | 850.75 | 210617 | 62.6278 | 211478 | 181869 | 181602 | 181602 | 179058 | 178663 | 1602.13 | 0 | 0 | 710.878 | 0 | 177952 | 950 | 174782 | 173908.2812
4551 | 1989-07-09 14:00 | 797 | 783 | 162 | 22.8 | 4.6 | -9900 | 54.0681 | 263.162 | 34.1302 | 0 |  | 797 | 648.392 | 166.384 | 0.30328 | 648.392 | 155.48 | 0.30328 | 641.601 | 148.754 | 0 | 774.548 | 774.576 | 191762 | 60.6267 | 192578 | 167080 | 166825 | 166825 | 164489 | 164149 | 1590.87 | 0 | 0 | 593.61 | 0 | 163555 | 950 | 160716 | 159912.7344
4552 | 1989-07-09 15:00 | 596 | 667 | 154 | 22.2 | 4.1 | -9900 | 41.4708 | 271.899 | 47.2077 | 0 |  | 596 | 452.844 | 158.575 | 0.2268 | 379.126 | 148.108 | 0.2268 | 369.879 | 141.702 | 0 | 501.349 | 501.536 | 124165 | 47.2563 | 124180 | 112780 | 112019 | 112019 | 108388 | 108180 | 1435.99 | 0 | 0 | -671.878 | 0 | 108852 | 950 | 106989 | 106453.7578
4553 | 1989-07-09 16:00 | 392 | 565 | 119 | 21.7 | 5.2 | -9900 | 28.9201 | 279.175 | 60.1888 | 0 |  | 392 | 280.285 | 122.375 | 0.14917 | 208.184 | 114.241 | 0.14917 | 197.127 | 109.301 | 0 | 300.3 | 300.581 | 74402.7 | 35.9837 | 73607.3 | 70051.3 | 69401.9 | 69401.9 | 67502.2 | 67411.4 | 1357.68 | 0 | 0 | -653.99 | 0 | 68065.4 | 950 | 66742.8 | 66409.0391
4554 | 1989-07-09 17:00 | 145 | 165 | 98 | 20.6 | 3.6 | -9900 | 16.6149 | 286.148 | 72.9264 | 0 |  | 145 | 48.1957 | 98.8969 | 0.055177 | 14.3458 | 92.325 | 0.055177 | 12.8893 | 88.332 | 0 | 99.1969 | 99.2281 | 24563.4 | 25.6714 | 23142.7 | 23058.5 | 22947.5 | 22947.4 | 22626.2 | 22617.1 | 1434.1 | 0 | 0 | 9.6774 | 0 | 22607.4 | 950 | 21825.7 | 21716.5605
4555 | 1989-07-09 18:00 | 36 | 66 | 29 | 20 | 2.6 | -9900 | 4.7463 | 293.477 | 85.2623 | 0 |  | 36 | 6.6369 | 28.8258 | 0.013699 | 3.0663 | 26.8345 | 0.013699 | 2.1089 | 25.6746 | 0 | 27.2278 | 27.2226 | 6739.28 | 21.4561 | 5569.11 | 5640.03 | 5608.12 | 5608.12 | 5529.61 | 5529.08 | 1418.63 | 0 | 0 | 0.55248 | 0 | 5528.52 | 950 | 5265.96 | 5239.626
4556 | 1989-07-09 19:00 | 0 | 0 | 0 | 19.4 | 3.6 | -9900
4557 | 1989-07-09 20:00 | 0 | 0 | 0 | 19.4 | 2.1 | -9900
4558 | 1989-07-09 21:00 | 0 | 0 | 0 | 19.4 | 3.1 | -9900
4559 | 1989-07-09 22:00 | 0 | 0 | 0 | 19.4 | 3.1 | -9900
4560 | 1989-07-09 23:00 | 0 | 0 | 0 | 18.9 | 2.1 | -9900
4561 | 1989-07-10 | 0 | 0 | 0 | 19.4 | 3.6 | -9900
4562 | 1989-07-10 01:00 | 0 | 0 | 0 | 18.9 | 4.1 | -9900
4563 | 1989-07-10 02:00 | 0 | 0 | 0 | 19.4 | 3.6 | -9900
4564 | 1989-07-10 03:00 | 0 | 0 | 0 | 19.4 | 3.1 | -9900
4565 | 1989-07-10 04:00 | 0 | 0 | 0 | 18.9 | 3.1 | -9900
4566 | 1989-07-10 05:00 | 26 | 3 | 26 | 19.4 | 3.1 | -9900 | 7.0553 | 68.1017 | 85.7339 | 0 |  | 26 | 0 | 25.8595 | 0.0098938 | 0 | 24.182 | 0.0098938 | 0 | 23.1358 | 0 | 22.6731 | 22.663 | 5610.58 | 20.5849 | 4488.58 | 4559.12 | 4530.48 | 4530.48 | 4467.05 | 4466.77 | 1498.25 | 0 | 0 | 0.41332 | 0 | 4466.36 | 950 | 4250.99 | 4229.7329
4567 | 1989-07-10 06:00 | 114 | 2 | 113 | 19.4 | 4.1 | -9900 | 19.0275 | 75.3295 | 73.4209 | 0 |  | 114 | 0.87434 | 111.161 | 0.04338 | 0.8313 | 104 | 0.04338 | 0.72547 | 99.5 | 0 | 98.221 | 98.1728 | 24303.8 | 24.3046 | 22871.5 | 22927.7 | 22854.7 | 22854.7 | 22534.7 | 22528.1 | 1567.72 | 0 | 0 | 11.1063 | 0 | 22517 | 950 | 21745.3 | 21636.5645
4568 | 1989-07-10 07:00 | 174 | 8 | 170 | 20 | 4.1 | -9900 | 31.395 | 82.3228 | 60.6965 | 0 |  | 174 | 3.754 | 167.975 | 0.066212 | 3.6322 | 157.135 | 0.066212 | 3.441 | 150.336 | 0 | 150.702 | 150.642 | 37293.2 | 27.5259 | 35926.9 | 35576.2 | 35472.3 | 35472.3 | 34975.6 | 34960 | 1582.92 | 0 | 0 | 27.1511 | 0 | 34932.9 | 950 | 34070.1 | 33899.7422
4569 | 1989-07-10 08:00 | 306 | 7 | 301 | 20 | 4.6 | -9900 | 43.9699 | 89.8005 | 47.7197 | 0 |  | 306 | 4.8392 | 297.782 | 0.11644 | 4.7235 | 278.582 | 0.11644 | 4.6079 | 266.528 | 0 | 265.713 | 265.622 | 65758.4 | 32.9717 | 64761.3 | 62825.7 | 62663 | 62663 | 61785.7 | 61736.5 | 1566.87 | 0 | 0 | 83.3418 | 0 | 61653.1 | 949.999 | 60380.2 | 60078.3047
4570 | 1989-07-10 09:00 | 339 | 4 | 335 | 20 | 4.6 | -9900 | 56.5368 | 99.1372 | 34.6335 | 0 |  | 339 | 3.9401 | 332.286 | 0.129 | 3.8589 | 310.831 | 0.129 | 3.8171 | 297.382 | 0 | 295.175 | 295.101 | 73056.7 | 34.4114 | 72176.5 | 69637.2 | 69465.1 | 69465.1 | 68492.4 | 68432.6 | 1575.62 | 0 | 0 | 102.562 | 0 | 68330 | 949.999 | 66983 | 66648.1328
4571 | 1989-07-10 10:00 | 413 | 6 | 407 | 21.1 | 4.6 | -9900 | 68.634 | 114.319 | 21.6712 | 0 |  | 413 | 5.9794 | 404.548 | 0.15716 | 5.8148 | 378.407 | 0.15716 | 5.7924 | 362.034 | 0 | 360.47 | 360.367 | 89213.6 | 38.6987 | 88607.4 | 84089.1 | 83884.4 | 83884.4 | 82710.1 | 82622.5 | 1572.66 | 0 | 0 | 148.941 | 0 | 82473.5 | 949.999 | 81020.8 | 80615.7266
4572 | 1989-07-10 11:00 | 594 | 119 | 478 | 21.7 | 4.6 | -9900 | 78.1687 | 151.78 | 10.0485 | 0 |  | 594 | 116.581 | 479.707 | 0.22604 | 114.125 | 448.723 | 0.22604 | 114.031 | 429.308 | 0 | 532.473 | 532.144 | 131739 | 47.6874 | 131867 | 120759 | 120453 | 120453 | 118766 | 118584 | 1565.65 | 0 | 0 | 306.166 | 0 | 118278 | 949.999 | 116339 | 115757.7344
4573 | 1989-07-10 12:00 | 939 | 682 | 275 | 22.2 | 5.2 | -9900 | 76.7672 | 219.215 | 9.8834 | 0 |  | 939 | 671.689 | 280.344 | 0.35732 | 670.735 | 262.161 | 0.35732 | 670.214 | 250.819 | 0 | 902.613 | 902.485 | 223428 | 65.0863 | 224247 | 190676 | 190192 | 190192 | 187528 | 187088 | 1586.17 | 0 | 0 | 763.74 | 0 | 186324 | 950 | 182954 | 182039.4062
4574 | 1989-07-10 13:00 | 823 | 467 | 396 | 22.2 | 5.2 | -9900 | 66.3059 | 249.56 | 21.2363 | 0 |  | 823 | 434.216 | 402.283 | 0.31318 | 434.216 | 376.073 | 0.31318 | 432.611 | 359.803 | 0 | 776.566 | 776.435 | 192219 | 59.0964 | 193038 | 168608 | 168324 | 168324 | 165967 | 165625 | 1593.55 | 0 | 0 | 607.845 | 0 | 165017 | 950 | 162142 | 161331.3594
4575 | 1989-07-10 14:00 | 802 | 761 | 185 | 22.2 | 5.2 | -9900 | 54.0423 | 262.942 | 34.1427 | 0 |  | 802 | 630.128 | 190.398 | 0.30518 | 630.128 | 177.904 | 0.30518 | 623.522 | 170.209 | 0 | 777.856 | 777.816 | 192560 | 59.162 | 193382 | 168860 | 168586 | 168586 | 166225 | 165880 | 1596.77 | 0 | 0 | 605.167 | 0 | 165275 | 950 | 162397 | 161584.6406
4576 | 1989-07-10 15:00 | 552 | 567 | 176 | 21.7 | 4.6 | -9900 | 41.4467 | 271.726 | 47.2207 | 0 |  | 552 | 385.315 | 180.788 | 0.21005 | 321.731 | 168.867 | 0.21005 | 313.875 | 161.563 | 0 | 465.929 | 466.219 | 115422 | 44.468 | 115293 | 106153 | 105415 | 105415 | 102591 | 102408 | 1440.96 | 0 | 0 | -710.076 | 0 | 103118 | 950 | 101369 | 100862
4577 | 1989-07-10 16:00 | 407 | 654 | 91 | 21.1 | 3.6 | -9900 | 28.8925 | 279.027 | 60.2066 | 0 |  | 407 | 324.54 | 94.0205 | 0.15488 | 242.318 | 87.7537 | 0.15488 | 229.442 | 83.9587 | 0 | 307.133 | 307.189 | 76039.8 | 36.8 | 75297.9 | 71229.2 | 70795.8 | 70795.8 | 67820.4 | 67719.5 | 1321.05 | 0 | 0 | -208.024 | 0 | 67927.5 | 947.559 | 66633.6 | 66300.4297
4578 | 1989-07-10 17:00 | 203 | 492 | 62 | 20.6 | 3.6 | -9900 | 16.5804 | 286.015 | 72.9518 | 0 |  | 203 | 144.671 | 63.803 | 0.077248 | 42.5784 | 59.4912 | 0.077248 | 38.2776 | 56.919 | 0 | 93.2927 | 93.4757 | 23136.8 | 25.3774 | 21810.6 | 21576.9 | 21342.8 | 21342.8 | 20980.9 | 20961.6 | 1177.71 | 0 | 0 | -22.3831 | 0 | 20983.9 | 950 | 20274.6 | 20173.1914
4579 | 1989-07-10 18:00 | 43 | 162 | 26 | 20 | 2.6 | -9900 | 4.7021 | 293.352 | 85.2979 | 0 |  | 43 | 15.9975 | 25.871 | 0.016363 | 7.393 | 24.0342 | 0.016363 | 5.0827 | 22.9958 | 0 | 27.5169 | 27.4916 | 6805.56 | 21.4705 | 5645.65 | 5712.46 | 5673.16 | 5673.16 | 5593.74 | 5592.91 | 1340.56 | 0 | 0 | 0.42403 | 0 | 5592.48 | 950 | 5327.93 | 5301.29
4580 | 1989-07-10 19:00 | 0 | 0 | 0 | 19.4 | 3.1 | -9900
4581 | 1989-07-10 20:00 | 0 | 0 | 0 | 19.4 | 3.1 | -9900
4582 | 1989-07-10 21:00 | 0 | 0 | 0 | 19.4 | 3.6 | -9900
4583 | 1989-07-10 22:00 | 0 | 0 | 0 | 19.4 | 4.1 | -9900
4584 | 1989-07-10 23:00 | 0 | 0 | 0 | 19.4 | 4.1 | -9900
4585 | 1989-07-11 | 0 | 0 | 0 | 19.4 | 3.6 | -9900
4586 | 1989-07-11 01:00 | 0 | 0 | 0 | 18.9 | 4.6 | -9900
4587 | 1989-07-11 02:00 | 0 | 0 | 0 | 18.9 | 3.6 | -9900
4588 | 1989-07-11 03:00 | 0 | 0 | 0 | 18.9 | 2.6 | -9900
4589 | 1989-07-11 04:00 | 0 | 0 | 0 | 18.9 | 5.2 | -9900
4590 | 1989-07-11 05:00 | 40 | 8 | 39 | 18.9 | 4.1 | -9900 | 6.958 | 68.1964 | 85.8265 | 0 |  | 40 | 0.60018 | 38.0977 | 0.015221 | 0.44311 | 35.6484 | 0.015221 | 0.18137 | 34.1059 | 0 | 33.6015 | 33.5771 | 8312.37 | 20.5775 | 7079.19 | 7195.24 | 7161.24 | 7161.24 | 7060.99 | 7060.32 | 1546.1 | 0 | 0 | 1.0801 | 0 | 7059.24 | 950 | 6733.05 | 6699.3892
4591 | 1989-07-11 06:00 | 86 | 5 | 84 | 18.9 | 3.6 | -9900 | 18.937 | 75.4361 | 73.5056 | 0 |  | 86 | 1.748 | 83.0001 | 0.032726 | 1.6619 | 77.6374 | 0.032726 | 1.4488 | 74.2782 | 0 | 74.2125 | 74.1841 | 18365.1 | 22.6915 | 16951.6 | 17097.6 | 17040.1 | 17040.1 | 16801.5 | 16797.8 | 1559.06 | 0 | 0 | 6.1483 | 0 | 16791.7 | 950 | 16141.9 | 16061.1758
4592 | 1989-07-11 07:00 | 172 | 5 | 170 | 19.4 | 2.1 | -9900 | 31.3092 | 82.4461 | 60.7749 | 0 |  | 172 | 1.877 | 167.973 | 0.065451 | 1.8156 | 157.133 | 0.065451 | 1.7195 | 150.335 | 0 | 149.013 | 148.955 | 36875.8 | 27.5506 | 35505.8 | 35157.3 | 35065.7 | 35065.7 | 34574.8 | 34559.4 | 1572.02 | 0 | 0 | 26.2012 | 0 | 34533.2 | 950 | 33670.9 | 33502.5391
4593 | 1989-07-11 08:00 | 291 | 1 | 290 | 19.4 | 2.6 | -9900 | 43.8861 | 89.9492 | 47.794 | 0 |  | 291 | 0.96793 | 286.941 | 0.11073 | 0.94432 | 268.436 | 0.11073 | 0.92111 | 256.821 | 0 | 252.588 | 252.499 | 62509.7 | 32.9057 | 61462.5 | 59637.4 | 59485.2 | 59485.2 | 58652.5 | 58608.1 | 1566.64 | 0 | 0 | 75.2883 | 0 | 58532.9 | 949.999 | 57296.1 | 57009.6133
4594 | 1989-07-11 09:00 | 326 | 6 | 321 | 20 | 3.6 | -9900 | 56.4501 | 99.3274 | 34.7073 | 0 |  | 326 | 4.9257 | 318.409 | 0.12405 | 4.8242 | 297.846 | 0.12405 | 4.7717 | 284.959 | 0 | 283.937 | 283.815 | 70262.4 | 34.5054 | 69336.7 | 66872.3 | 66704.8 | 66704.8 | 65770.9 | 65715.1 | 1563.83 | 0 | 0 | 93.9564 | 0 | 65621.1 | 949.999 | 64299 | 63977.5078
4595 | 1989-07-11 10:00 | 456 | 47 | 412 | 21.1 | 4.1 | -9900 | 68.5335 | 114.572 | 21.7528 | 0 |  | 456 | 43.854 | 417.963 | 0.17352 | 42.6368 | 390.962 | 0.17352 | 42.4715 | 374.046 | 0 | 408.187 | 408.049 | 101018 | 41.4858 | 100619 | 94450.7 | 94198.3 | 94198.3 | 92879.5 | 92769.2 | 1575.04 | 0 | 0 | 189.275 | 0 | 92580 | 949.999 | 91054.1 | 90598.8203
4596 | 1989-07-11 11:00 | 759 | 367 | 400 | 22.2 | 5.2 | -9900 | 78.0351 | 151.921 | 10.1665 | 0 |  | 759 | 360.845 | 402.889 | 0.28882 | 353.245 | 376.881 | 0.28882 | 352.947 | 360.574 | 0 | 699.251 | 698.823 | 172998 | 55.4082 | 173664 | 153914 | 153520 | 153520 | 151369 | 151071 | 1556.95 | 0 | 0 | 488.679 | 0 | 150582 | 950 | 148024 | 147284.3281
4597 | 1989-07-11 12:00 | 828 | 595 | 249 | 22.2 | 4.6 | -9900 | 76.6754 | 218.772 | 9.9637 | 0 |  | 828 | 585.788 | 254.31 | 0.31508 | 584.956 | 237.816 | 0.31508 | 584.495 | 227.527 | 0 | 795.781 | 795.634 | 196973 | 61.0551 | 197812 | 171285 | 170833 | 170833 | 168440 | 168086 | 1586 | 0 | 0 | 621.048 | 0 | 167465 | 950 | 164536 | 163712.9375
4598 | 1989-07-11 13:00 | 847 | 640 | 262 | 22.2 | 5.7 | -9900 | 66.2616 | 249.237 | 21.2635 | 0 |  | 847 | 594.982 | 267.992 | 0.32231 | 594.982 | 250.515 | 0.32231 | 592.778 | 239.677 | 0 | 815.806 | 815.693 | 201942 | 60.09 | 202796 | 176375 | 176101 | 176101 | 173635 | 173260 | 1593.24 | 0 | 0 | 665.69 | 0 | 172594 | 950 | 169548 | 168699.8438
4599 | 1989-07-11 14:00 | 676 | 516 | 258 | 22.2 | 5.2 | -9900 | 54.0119 | 262.714 | 34.1593 | 0 |  | 676 | 426.976 | 263.428 | 0.25724 | 426.976 | 246.179 | 0.25724 | 422.495 | 235.529 | 0 | 644.864 | 644.793 | 159630 | 52.8407 | 160166 | 143693 | 143425 | 143425 | 141417 | 141166 | 1593.12 | 0 | 0 | 439.321 | 0 | 140727 | 950 | 138381 | 137689.4375
4600 | 1989-07-11 15:00 | 613 | 630 | 196 | 22.2 | 4.1 | -9900 | 41.4182 | 271.546 | 47.2376 | 0 |  | 613 | 427.436 | 200.887 | 0.23327 | 355.949 | 187.653 | 0.23327 | 347.244 | 179.536 | 0 | 516.245 | 516.215 | 127798 | 47.9897 | 127859 | 115893 | 115046 | 115046 | 111832 | 111614 | 1442.84 | 0 | 0 | -873.904 | 0 | 112488 | 950 | 110572 | 110019.1094
4601 | 1989-07-11 16:00 | 279 | 255 | 156 | 21.7 | 3.1 | -9900 | 28.8605 | 278.874 | 60.2284 | 0 |  | 279 | 126.368 | 157.844 | 0.10617 | 94.4988 | 147.446 | 0.10617 | 89.471 | 141.068 | 0 | 225.928 | 226.04 | 55956.5 | 33.5185 | 54833.8 | 52945.5 | 52668.2 | 52668.2 | 51922.7 | 51870.2 | 1334.31 | 0 | 0 | 35.5844 | 0 | 51834.6 | 950 | 50709.5 | 50455.9805
4602 | 1989-07-11 17:00 | 206 | 512 | 59 | 21.1 | 2.6 | -9900 | 16.5413 | 285.876 | 72.9814 | 0 |  | 206 | 150.918 | 60.7778 | 0.078389 | 43.8887 | 56.6664 | 0.078389 | 39.4801 | 54.2163 | 0 | 91.8225 | 91.9209 | 22751.7 | 26.0167 | 21436.6 | 21128.2 | 20887.3 | 20887.3 | 20402.4 | 20383.3 | 1164.71 | 0 | 0 | -76.6204 | 0 | 20459.9 | 948.738 | 19765 | 19666.1797
4603 | 1989-07-11 18:00 | 45 | 167 | 28 | 20 | 3.6 | -9900 | 4.653 | 293.222 | 85.3372 | 0 |  | 45 | 15.8641 | 27.799 | 0.017124 | 7.3185 | 25.8301 | 0.017124 | 5.0276 | 24.7141 | 0 | 29.1469 | 29.1421 | 7214.11 | 21.4894 | 6036.57 | 6109.01 | 6069.09 | 6069.09 | 5984.12 | 5983.27 | 1368.08 | 0 | 0 | 0.56289 | 0 | 5982.71 | 950 | 5701.35 | 5672.8413
4604 | 1989-07-11 19:00 | 0 | 0 | 0 | 19.4 | 3.6 | -9900
4605 | 1989-07-11 20:00 | 0 | 0 | 0 | 19.4 | 3.6 | -9900
4606 | 1989-07-11 21:00 | 0 | 0 | 0 | 18.9 | 3.1 | -9900
4607 | 1989-07-11 22:00 | 0 | 0 | 0 | 18.9 | 2.1 | -9900
4608 | 1989-07-11 23:00 | 0 | 0 | 0 | 19.4 | 3.1 | -9900
4609 | 1989-07-12 | 0 | 0 | 0 | 18.9 | 3.1 | -9900
4610 | 1989-07-12 01:00 | 0 | 0 | 0 | 18.9 | 2.6 | -9900
4611 | 1989-07-12 02:00 | 0 | 0 | 0 | 18.9 | 3.1 | -9900
4612 | 1989-07-12 03:00 | 0 | 0 | 0 | 19.4 | 2.6 | -9900
4613 | 1989-07-12 04:00 | 1 | 0 | 1 | 19.4 | 3.6 | -9900 | -4.5039 | 60.2625 | 90 | 0 |  | 1 | 0 | 1.0828 | 0.00038053 | 0 | 1.0126 | 0 | 0 | 0.96883 | 0 | 0.94945 | 0.9492 | 234.987 | 19.4485 | 18.4538 | 18.3926 | 17.2102 | 17.2102 | 16.9693 | 16.9693 | 1348.72 | 0 | 0 | 4.9435e-06 | 0 | 16.9693 | 950 | 16.0926 | 16.0122
4614 | 1989-07-12 05:00 | 33 | 1 | 33 | 19.4 | 3.1 | -9900 | 6.8587 | 68.2973 | 85.9208 | 0 |  | 33 | 0 | 32.4812 | 0.012557 | 0 | 30.385 | 0.012557 | 0 | 29.0703 | 0 | 28.4889 | 28.4775 | 7049.93 | 20.8889 | 5863.23 | 5951.55 | 5921.12 | 5921.12 | 5838.22 | 5837.77 | 1550.46 | 0 | 0 | 0.74264 | 0 | 5837.02 | 950 | 5561.78 | 5533.9756
4615 | 1989-07-12 06:00 | 117 | 5 | 116 | 20 | 3.6 | -9900 | 18.8449 | 75.5494 | 73.5914 | 0 |  | 117 | 0.87367 | 114.037 | 0.044522 | 0.8293 | 106.694 | 0.044522 | 0.72221 | 102.078 | 0 | 100.744 | 100.723 | 24935.3 | 25.1478 | 23503.5 | 23486.1 | 23412 | 23412 | 23084.2 | 23077.2 | 1556.98 | 0 | 0 | 11.5542 | 0 | 23065.6 | 950 | 22285.3 | 22173.8281
4616 | 1989-07-12 07:00 | 450 | 635 | 120 | 21.7 | 4.1 | -9900 | 31.2221 | 82.5766 | 60.8543 | 0 |  | 450 | 309.717 | 118.355 | 0.17124 | 299.488 | 110.872 | 0.17124 | 283.569 | 106.073 | 0 | 381.849 | 381.669 | 94479.8 | 40.7678 | 93973.4 | 88350 | 87980.4 | 87980.4 | 86748.5 | 86637.8 | 1533.3 | 0 | 0 | 146.973 | 0 | 86490.8 | 949.999 | 85013.8 | 84588.7188
4617 | 1989-07-12 08:00 | 613 | 677 | 143 | 22.8 | 6.2 | -9900 | 43.8009 | 90.1064 | 47.8691 | 0 |  | 613 | 454.974 | 142.671 | 0.23327 | 444.475 | 133.611 | 0.23327 | 433.507 | 127.829 | 0 | 550.109 | 549.632 | 136065 | 47.7569 | 136263 | 124623 | 123700 | 123700 | 121968 | 121763 | 1541.43 | 0 | 0 | 305.012 | 0 | 121458 | 950 | 119453 | 118856.0625
4618 | 1989-07-12 09:00 | 810 | 673 | 249 | 22.2 | 6.2 | -9900 | 56.3617 | 99.5284 | 34.7819 | 0 |  | 810 | 552.729 | 249.503 | 0.30823 | 541.338 | 233.558 | 0.30823 | 535.421 | 223.451 | 0 | 743.695 | 743.008 | 183930 | 55.9374 | 184671 | 163204 | 162211 | 162211 | 159939 | 159599 | 1550.04 | 0 | 0 | 541.853 | 0 | 159057 | 950 | 156310 | 155528.4688
4619 | 1989-07-12 10:00 | 885 | 738 | 199 | 23.3 | 6.2 | -9900 | 68.4304 | 114.839 | 21.836 | 0 |  | 885 | 683.812 | 200.725 | 0.33677 | 664.834 | 187.84 | 0.33677 | 662.236 | 179.712 | 0 | 825.109 | 824.234 | 204043 | 60.7256 | 204836 | 177038 | 176117 | 176117 | 173650 | 173249 | 1544.45 | 0 | 0 | 653.029 | 0 | 172596 | 950 | 169541 | 168693.2969
4620 | 1989-07-12 11:00 | 849 | 543 | 318 | 23.3 | 7.7 | -9900 | 77.8964 | 152.079 | 10.2884 | 0 |  | 849 | 533.802 | 322.117 | 0.32307 | 522.56 | 301.339 | 0.32307 | 522.11 | 288.301 | 0 | 794.203 | 793.621 | 196464 | 56.9582 | 197267 | 173598 | 173126 | 173126 | 170703 | 170325 | 1564.05 | 0 | 0 | 625.043 | 0 | 169700 | 950 | 166716 | 165882.5
4621 | 1989-07-12 12:00 | 879 | 564 | 330 | 22.8 | 7.2 | -9900 | 76.5766 | 218.327 | 10.0508 | 0 |  | 879 | 555.52 | 335.6 | 0.33449 | 554.731 | 313.839 | 0.33449 | 554.286 | 300.26 | 0 | 837.456 | 837.3 | 207290 | 59.1278 | 208145 | 181753 | 181291 | 181291 | 178752 | 178347 | 1575.18 | 0 | 0 | 692.213 | 0 | 177655 | 950 | 174489 | 173616.5
4622 | 1989-07-12 13:00 | 911 | 727 | 245 | 22.8 | 6.2 | -9900 | 66.2119 | 248.904 | 21.2956 | 0 |  | 911 | 677.48 | 250.958 | 0.34666 | 677.48 | 234.59 | 0.34666 | 674.962 | 224.442 | 0 | 881.415 | 881.325 | 218186 | 62.8179 | 219033 | 188202 | 187927 | 187927 | 185296 | 184869 | 1594.73 | 0 | 0 | 757.759 | 0 | 184112 | 950 | 180796 | 179892.4219
4623 | 1989-07-12 14:00 | 641 | 466 | 264 | 22.2 | 6.7 | -9900 | 53.9767 | 262.478 | 34.1801 | 0 |  | 641 | 385.174 | 269.509 | 0.24392 | 385.174 | 251.862 | 0.24392 | 381.126 | 240.967 | 0 | 609.651 | 609.562 | 150907 | 49.2555 | 151328 | 137797 | 137547 | 137547 | 135622 | 135387 | 1573.94 | 0 | 0 | 397.432 | 0 | 134989 | 950 | 132749 | 132085.3594
4624 | 1989-07-12 15:00 | 554 | 454 | 253 | 22.8 | 6.7 | -9900 | 41.3852 | 271.36 | 47.2586 | 0 |  | 554 | 308.613 | 257.694 | 0.21081 | 256.005 | 240.747 | 0.21081 | 249.732 | 230.333 | 0 | 470.464 | 470.457 | 116470 | 43.6813 | 116347 | 107782 | 107234 | 107234 | 105632 | 105444 | 1432.63 | 0 | 0 | 106.636 | 0 | 105337 | 950 | 103566 | 103047.8672
4625 | 1989-07-12 16:00 | 370 | 456 | 149 | 21.1 | 6.2 | -9900 | 28.8239 | 278.715 | 60.2543 | 0 |  | 370 | 227.136 | 152.017 | 0.1408 | 170.513 | 141.949 | 0.1408 | 161.43 | 135.81 | 0 | 291.295 | 291.238 | 72094.5 | 34.3241 | 71238.1 | 68419.5 | 67723.2 | 67723.2 | 66633.9 | 66541.3 | 1306.82 | 0 | 0 | -3.2108 | 0 | 66544.5 | 950 | 65230.9 | 64904.7031
4626 | 1989-07-12 17:00 | 158 | 182 | 105 | 21.1 | 5.2 | -9900 | 16.4976 | 285.733 | 73.0154 | 0 |  | 158 | 54.4473 | 105.989 | 0.060124 | 15.6348 | 98.9424 | 0.060124 | 14.0737 | 94.6633 | 0 | 106.562 | 106.606 | 26390.6 | 26.166 | 24973.7 | 24833 | 24716.1 | 24716.1 | 24370.1 | 24359.5 | 1434.71 | 0 | 0 | 11.1363 | 0 | 24348.4 | 950 | 23538.4 | 23420.75
4627 | 1989-07-12 18:00 | 38 | 47 | 33 | 20 | 4.6 | -9900 | 4.599 | 293.088 | 85.3785 | 0 |  | 38 | 4.6247 | 32.6073 | 0.01446 | 2.1319 | 30.3853 | 0.01446 | 1.4613 | 29.0717 | 0 | 29.9223 | 29.9016 | 7402.4 | 21.4603 | 6203.2 | 6283.63 | 6251.31 | 6251.31 | 6163.79 | 6163.21 | 1493.46 | 0 | 0 | 0.74956 | 0 | 6162.46 | 950 | 5872.73 | 5843.3706
4628 | 1989-07-12 19:00 | 0 | 0 | 0 | 20 | 3.6 | -9900
4629 | 1989-07-12 20:00 | 0 | 0 | 0 | 19.4 | 4.6 | -9900
4630 | 1989-07-12 21:00 | 0 | 0 | 0 | 19.4 | 3.6 | -9900
4631 | 1989-07-12 22:00 | 0 | 0 | 0 | 19.4 | 3.1 | -9900
4632 | 1989-07-12 23:00 | 0 | 0 | 0 | 18.9 | 3.6 | -9900
4633 | 1989-07-13 | 0 | 0 | 0 | 18.9 | 3.1 | -9900
4634 | 1989-07-13 01:00 | 0 | 0 | 0 | 18.3 | 2.6 | -9900
4635 | 1989-07-13 02:00 | 0 | 0 | 0 | 18.9 | 4.1 | -9900
4636 | 1989-07-13 03:00 | 0 | 0 | 0 | 18.9 | 4.1 | -9900
4637 | 1989-07-13 04:00 | 0 | 0 | 0 | 18.3 | 2.6 | -9900
4638 | 1989-07-13 05:00 | 26 | 1 | 26 | 18.3 | 2.6 | -9900 | 6.7574 | 68.4044 | 86.0167 | 0 |  | 26 | 0 | 25.8306 | 0.0098938 | 0 | 24.156 | 0.0098938 | 0 | 23.1109 | 0 | 22.6487 | 22.6395 | 5604.71 | 19.5109 | 4483.03 | 4570.52 | 4541.38 | 4541.38 | 4477.8 | 4477.53 | 1528.97 | 0 | 0 | 0.42242 | 0 | 4477.1 | 950 | 4261.26 | 4239.9541
4639 | 1989-07-13 06:00 | 77 | 5 | 76 | 19.4 | 3.1 | -9900 | 18.7513 | 75.6692 | 73.6785 | 0 |  | 77 | 0.87335 | 75.1813 | 0.029301 | 0.82893 | 70.32 | 0.029301 | 0.72111 | 67.2775 | 0 | 66.6386 | 66.6003 | 16487.7 | 22.8822 | 15090.1 | 15209.9 | 15158.4 | 15158.4 | 14946.2 | 14943.2 | 1534.95 | 0 | 0 | 4.7842 | 0 | 14938.4 | 950 | 14338.8 | 14267.1543
4640 | 1989-07-13 07:00 | 217 | 8 | 213 | 20 | 4.1 | -9900 | 31.1337 | 82.7144 | 60.9345 | 0 |  | 217 | 3.7543 | 210.072 | 0.082575 | 3.6286 | 196.54 | 0.082575 | 3.4348 | 188.036 | 0 | 187.642 | 187.572 | 46435.6 | 29.3709 | 45166.2 | 44416.1 | 44305 | 44305 | 43684.6 | 43660.3 | 1579.78 | 0 | 0 | 41.9886 | 0 | 43618.3 | 950 | 42636.8 | 42423.6328
4641 | 1989-07-13 08:00 | 545 | 475 | 215 | 21.1 | 4.6 | -9900 | 43.7145 | 90.272 | 47.945 | 0 |  | 545 | 319.484 | 213.661 | 0.20739 | 312.111 | 200.043 | 0.20739 | 304.375 | 191.386 | 0 | 485.846 | 485.444 | 120175 | 44.8068 | 120113 | 111213 | 110513 | 110513 | 108966 | 108806 | 1556.12 | 0 | 0 | 247.872 | 0 | 108558 | 950 | 106793 | 106258.9688
4642 | 1989-07-13 09:00 | 811 | 762 | 176 | 22.2 | 5.7 | -9900 | 56.2718 | 99.7399 | 34.8575 | 0 |  | 811 | 625.718 | 176.808 | 0.30861 | 612.396 | 165.505 | 0.30861 | 605.668 | 158.343 | 0 | 748.73 | 748.127 | 185198 | 56.9515 | 185944 | 163528 | 162406 | 162406 | 160132 | 159792 | 1550.59 | 0 | 0 | 545.186 | 0 | 159246 | 950 | 156494 | 155711.6562
4643 | 1989-07-13 10:00 | 934 | 808 | 182 | 22.2 | 5.7 | -9900 | 68.3248 | 115.121 | 21.9207 | 0 |  | 934 | 749.704 | 183.839 | 0.35541 | 728.552 | 172.042 | 0.35541 | 725.682 | 164.597 | 0 | 872.474 | 871.593 | 215767 | 62.6867 | 216536 | 185432 | 184460 | 184460 | 181877 | 181439 | 1555.4 | 0 | 0 | 719.055 | 0 | 180720 | 950 | 177475 | 176587.5312
4644 | 1989-07-13 11:00 | 988 | 818 | 188 | 22.2 | 6.2 | -9900 | 77.7528 | 152.253 | 10.4144 | 0 |  | 988 | 804.339 | 190.777 | 0.37596 | 787.4 | 178.475 | 0.37596 | 786.706 | 170.753 | 0 | 938.31 | 937.791 | 232153 | 64.7818 | 232840 | 197629 | 197098 | 197098 | 194337 | 193839 | 1553.34 | 4380.5 | 0 | 797.689 | 0 | 193042 | 950 | 185127 | 184200.9688
4645 | 1989-07-13 12:00 | 988 | 822 | 188 | 21.7 | 6.7 | -9900 | 76.4709 | 217.879 | 10.145 | 0 |  | 988 | 809.629 | 191.72 | 0.37596 | 808.479 | 179.288 | 0.37596 | 807.82 | 171.531 | 0 | 959.764 | 959.667 | 237585 | 64.295 | 238304 | 203335 | 202789 | 202789 | 199949 | 199437 | 1583.12 | 5361.65 | 0 | 861.634 | 0 | 198576 | 950 | 189547 | 188599.5156
4646 | 1989-07-13 13:00 | 918 | 806 | 180 | 22.2 | 6.2 | -9900 | 66.1567 | 248.562 | 21.3329 | 0 |  | 918 | 750.855 | 184.366 | 0.34933 | 750.855 | 172.346 | 0.34933 | 748.055 | 164.89 | 0 | 894.686 | 894.564 | 221462 | 62.819 | 222297 | 191002 | 190709 | 190709 | 188038 | 187594 | 1588.87 | 0 | 0 | 780.753 | 0 | 186813 | 950 | 183433 | 182516.2344
4647 | 1989-07-13 14:00 | 789 | 769 | 167 | 22.2 | 7.2 | -9900 | 53.9367 | 262.234 | 34.2053 | 0 |  | 789 | 635.621 | 171.49 | 0.30024 | 635.621 | 160.254 | 0.30024 | 628.93 | 153.322 | 0 | 766.606 | 766.537 | 189769 | 55.4576 | 190577 | 169097 | 168806 | 168806 | 166442 | 166090 | 1589.95 | 0 | 0 | 605.041 | 0 | 165485 | 950 | 162602 | 161789.1875
4648 | 1989-07-13 15:00 | 614 | 710 | 145 | 21.7 | 6.2 | -9900 | 41.3476 | 271.168 | 47.2837 | 0 |  | 614 | 480.993 | 149.542 | 0.23365 | 397.569 | 139.669 | 0.23365 | 387.808 | 133.628 | 0 | 511.007 | 510.988 | 126501 | 44.9022 | 126553 | 116013 | 115354 | 115354 | 110939 | 110715 | 1434.54 | 0 | 0 | -469.525 | 0 | 111185 | 948.129 | 109276 | 108729.4297
4649 | 1989-07-13 16:00 | 406 | 606 | 114 | 21.7 | 4.6 | -9900 | 28.7828 | 278.551 | 60.2844 | 0 |  | 406 | 300.222 | 117.397 | 0.15449 | 226.239 | 109.591 | 0.15449 | 214.17 | 104.851 | 0 | 312.64 | 312.572 | 77379.4 | 36.9646 | 76637 | 72597 | 72018.5 | 72018.5 | 69700.9 | 69596.4 | 1322.27 | 0 | 0 | -513.839 | 0 | 70110.2 | 950 | 68775.9 | 68431.9922
4650 | 1989-07-13 17:00 | 193 | 413 | 75 | 21.1 | 4.1 | -9900 | 16.4492 | 285.586 | 73.0537 | 0 |  | 193 | 121.303 | 76.4876 | 0.073442 | 34.3909 | 71.3545 | 0.073442 | 30.9776 | 68.269 | 0 | 97.2616 | 97.2573 | 24073.9 | 25.9589 | 22710.4 | 22490.7 | 22299.9 | 22299.9 | 21987 | 21969 | 1220.6 | 0 | 0 | 3.2219 | 0 | 21965.8 | 949.437 | 21217.9 | 21111.8008
4651 | 1989-07-13 18:00 | 39 | 80 | 31 | 19.4 | 4.1 | -9900 | 4.54 | 292.949 | 85.424 | 0 |  | 39 | 7.3268 | 30.6204 | 0.014841 | 3.3769 | 28.5014 | 0.014841 | 2.3081 | 27.2696 | 0 | 28.9861 | 28.9634 | 7170.15 | 20.847 | 5982.59 | 6072.67 | 6037.97 | 6037.97 | 5953.44 | 5952.85 | 1465.65 | 0 | 0 | 0.67521 | 0 | 5952.18 | 950 | 5671.4 | 5643.0449
4652 | 1989-07-13 19:00 | 0 | 0 | 0 | 18.3 | 3.6 | -9900
4653 | 1989-07-13 20:00 | 0 | 0 | 0 | 17.8 | 3.1 | -9900
4654 | 1989-07-13 21:00 | 0 | 0 | 0 | 17.8 | 3.6 | -9900
4655 | 1989-07-13 22:00 | 0 | 0 | 0 | 17.8 | 3.6 | -9900
4656 | 1989-07-13 23:00 | 0 | 0 | 0 | 17.2 | 2.1 | -9900
4657 | 1989-07-14 | 0 | 0 | 0 | 17.8 | 2.6 | -9900
4658 | 1989-07-14 01:00 | 0 | 0 | 0 | 17.2 | 2.1 | -9900
4659 | 1989-07-14 02:00 | 0 | 0 | 0 | 16.7 | 2.1 | -9900
4660 | 1989-07-14 03:00 | 0 | 0 | 0 | 17.2 | 2.6 | -9900
4661 | 1989-07-14 04:00 | 2 | 0 | 2 | 16.7 | 2.1 | -9900 | -4.7279 | 60.4612 | 90 | 0 |  | 2 | 0 | 2.132 | 0.00076106 | 0 | 1.9939 | 0 | 0 | 1.9077 | 0 | 1.8695 | 1.8691 | 462.72 | 16.8023 | 71.2939 | 70.9435 | 70.849 | 70.849 | 69.8571 | 69.857 | 1414.42 | 0 | 0 | 9.1935e-05 | 0 | 69.8569 | 950 | 66.251 | 65.9197
4662 | 1989-07-14 05:00 | 55 | 115 | 41 | 17.2 | 1.5 | -9900 | 6.6544 | 68.5178 | 86.1142 | 0 |  | 55 | 8.1795 | 37.9515 | 0.020929 | 6.0235 | 35.5927 | 0.020929 | 2.4529 | 34.0519 | 0 | 35.7747 | 35.7701 | 8854.85 | 19.2115 | 7609.82 | 7771.19 | 7721.9 | 7721.9 | 7613.79 | 7612.79 | 1469.77 | 0 | 0 | 1.1744 | 0 | 7611.61 | 950 | 7264.87 | 7228.5449
4663 | 1989-07-14 06:00 | 255 | 602 | 61 | 18.3 | 2.6 | -9900 | 18.6562 | 75.7955 | 73.7666 | 0 |  | 255 | 169.366 | 58.7858 | 0.097035 | 160.742 | 55.1148 | 0.097035 | 139.678 | 52.729 | 0 | 188.559 | 188.489 | 46660.1 | 28.3819 | 45409.7 | 44757.9 | 44473.7 | 44473.7 | 43851.1 | 43816.1 | 1460.07 | 0 | 0 | 31.2891 | 0 | 43784.8 | 950 | 42793.4 | 42579.3906
4664 | 1989-07-14 07:00 | 457 | 722 | 83 | 19.4 | 2.6 | -9900 | 31.0441 | 82.8593 | 61.0155 | 0 |  | 457 | 351.04 | 82.2865 | 0.1739 | 339.284 | 77.0847 | 0.1739 | 321.072 | 73.7484 | 0 | 386.924 | 386.634 | 95707.9 | 40.0802 | 95227.3 | 89729.7 | 89341.6 | 89341.6 | 88090.8 | 87974.4 | 1527.73 | 0 | 0 | 148.021 | 0 | 87826.3 | 949.999 | 86337.4 | 85905.6719
4665 | 1989-07-14 08:00 | 669 | 821 | 101 | 20.6 | 4.1 | -9900 | 43.6269 | 90.446 | 48.0215 | 0 |  | 669 | 549.963 | 101.305 | 0.25457 | 537.271 | 94.8376 | 0.25457 | 523.895 | 90.7336 | 0 | 602.336 | 601.951 | 149014 | 50.673 | 149402 | 134915 | 133839 | 133839 | 131965 | 131720 | 1531.65 | 0 | 0 | 349.31 | 0 | 131371 | 950 | 129176 | 128530.1172
4666 | 1989-07-14 09:00 | 832 | 861 | 115 | 21.1 | 4.1 | -9900 | 56.1803 | 99.9618 | 34.9338 | 0 |  | 832 | 706.615 | 115.669 | 0.3166 | 691.411 | 108.259 | 0.3166 | 683.776 | 103.575 | 0 | 771.603 | 770.968 | 190851 | 59.6169 | 191627 | 166485 | 165222 | 165222 | 162908 | 162549 | 1548.86 | 0 | 0 | 559.263 | 0 | 161990 | 950 | 159177 | 158381.25
4667 | 1989-07-14 10:00 | 946 | 885 | 123 | 22.8 | 4.1 | -9900 | 68.2166 | 115.416 | 22.007 | 0 |  | 946 | 820.605 | 123.916 | 0.35998 | 797.265 | 115.951 | 0.35998 | 794.099 | 110.933 | 0 | 886.932 | 885.931 | 219319 | 67.0604 | 220070 | 184591 | 183496 | 183496 | 180926 | 180486 | 1542.1 | 0 | 0 | 703.938 | 0 | 179782 | 950 | 176559 | 175675.9531
4668 | 1989-07-14 11:00 | 1009 | 902 | 127 | 24.4 | 3.1 | -9900 | 77.6041 | 152.443 | 10.5445 | 0 |  | 1009 | 886.919 | 128.151 | 0.38395 | 868.242 | 119.881 | 0.38395 | 867.46 | 114.694 | 0 | 962.51 | 961.675 | 238061 | 74.681 | 238688 | 193232 | 192704 | 192704 | 190005 | 189530 | 1564.21 | 1797.58 | 0 | 764.366 | 0 | 188766 | 950 | 183538 | 182620.0938
4669 | 1989-07-14 12:00 | 1008 | 906 | 127 | 25.6 | 4.1 | -9900 | 76.3583 | 217.43 | 10.2461 | 0 |  | 1008 | 891.752 | 128.692 | 0.38357 | 890.486 | 120.35 | 0.38357 | 889.746 | 115.143 | 0 | 984.79 | 984.713 | 243784 | 74.7954 | 244438 | 198612 | 198089 | 198089 | 195314 | 194833 | 1591.53 | 2641.55 | 0 | 825.058 | 0 | 194008 | 950 | 187812 | 186872.5312
4670 | 1989-07-14 13:00 | 931 | 885 | 122 | 25 | 5.7 | -9900 | 66.0958 | 248.211 | 21.3754 | 0 |  | 931 | 823.247 | 124.352 | 0.35427 | 823.247 | 116.255 | 0.35427 | 820.164 | 111.226 | 0 | 912.762 | 912.702 | 225953 | 67.3962 | 226767 | 190851 | 190573 | 190573 | 187905 | 187469 | 1600.13 | 0 | 0 | 783.212 | 0 | 186686 | 950 | 183309 | 182392.5938
4671 | 1989-07-14 14:00 | 807 | 858 | 113 | 24.4 | 4.1 | -9900 | 53.8918 | 261.982 | 34.2349 | 0 |  | 807 | 709.356 | 115.767 | 0.30709 | 709.356 | 108.197 | 0.30709 | 701.874 | 103.516 | 0 | 789.282 | 789.206 | 195383 | 63.8281 | 196216 | 167837 | 167587 | 167587 | 165240 | 164892 | 1586.75 | 0 | 0 | 594.571 | 0 | 164298 | 950 | 161442 | 160634.6406
4672 | 1989-07-14 15:00 | 635 | 811 | 98 | 23.9 | 5.2 | -9900 | 41.3054 | 270.969 | 47.3131 | 0 |  | 635 | 550.888 | 101.508 | 0.24164 | 453.839 | 94.8067 | 0.24164 | 442.672 | 90.706 | 0 | 522.71 | 523.335 | 129556 | 48.769 | 129671 | 116547 | 115899 | 115899 | 110099 | 109862 | 1417.8 | 0 | 0 | -433.407 | 0 | 110295 | 942.67 | 108412 | 107870.2344
4673 | 1989-07-14 16:00 | 428 | 724 | 78 | 23.3 | 4.1 | -9900 | 28.7372 | 278.382 | 60.3188 | 0 |  | 428 | 360.001 | 80.806 | 0.16287 | 272.607 | 75.4307 | 0.16287 | 258.041 | 72.1685 | 0 | 323.606 | 323.927 | 80189.5 | 39.4831 | 79532.9 | 74342 | 73806.9 | 73806.9 | 69886.8 | 69774.2 | 1308.56 | 0 | 0 | -186.625 | 0 | 69960.9 | 943.569 | 68666.5 | 68323.2188
4674 | 1989-07-14 17:00 | 212 | 557 | 54 | 22.2 | 4.1 | -9900 | 16.396 | 285.433 | 73.0964 | 0 |  | 212 | 162.536 | 55.7427 | 0.080672 | 45.4092 | 51.9655 | 0.080672 | 40.9369 | 49.7188 | 0 | 88.8426 | 88.7221 | 21959.4 | 26.6325 | 20665.5 | 20294.2 | 20079.5 | 20079.5 | 19505.5 | 19486.6 | 1152.63 | 0 | 0 | -81.8358 | 0 | 19568.4 | 947.378 | 18898.6 | 18804.1348
4675 | 1989-07-14 18:00 | 45 | 188 | 26 | 20.6 | 4.1 | -9900 | 4.4761 | 292.807 | 85.4739 | 0 |  | 45 | 17.212 | 25.7976 | 0.017124 | 7.9356 | 23.9709 | 0.017124 | 5.4062 | 22.9352 | 0 | 27.7746 | 27.7864 | 6878.33 | 21.9882 | 5717.2 | 5774.11 | 5733.74 | 5733.74 | 5653.47 | 5652.7 | 1329.82 | 0 | 0 | 0.52875 | 0 | 5652.17 | 950 | 5385.14 | 5358.2109
4676 | 1989-07-14 19:00 | 0 | 0 | 0 | 20 | 4.1 | -9900
4677 | 1989-07-14 20:00 | 0 | 0 | 0 | 19.4 | 3.6 | -9900
4678 | 1989-07-14 21:00 | 0 | 0 | 0 | 18.9 | 3.6 | -9900
4679 | 1989-07-14 22:00 | 0 | 0 | 0 | 18.9 | 3.1 | -9900
4680 | 1989-07-14 23:00 | 0 | 0 | 0 | 19.4 | 2.6 | -9900
4681 | 1989-07-15 | 0 | 0 | 0 | 19.4 | 1.5 | -9900
4682 | 1989-07-15 01:00 | 0 | 0 | 0 | 19.4 | 1.5 | -9900
4683 | 1989-07-15 02:00 | 0 | 0 | 0 | 18.9 | 1.5 | -9900
4684 | 1989-07-15 03:00 | 0 | 0 | 0 | 18.3 | 3.6 | -9900
4685 | 1989-07-15 04:00 | 0 | 0 | 0 | 17.8 | 4.1 | -9900
4686 | 1989-07-15 05:00 | 27 | 1 | 26 | 18.3 | 4.1 | -9900 | 6.5495 | 68.6372 | 86.2131 | 0 |  | 27 | 0.57847 | 27.1101 | 0.010274 | 0.42711 | 25.3212 | 0.010274 | 0.17355 | 24.226 | 0 | 23.9116 | 23.9061 | 5918.23 | 19.4943 | 4781.07 | 4875.51 | 4846.17 | 4846.17 | 4778.32 | 4778.02 | 1543.43 | 0 | 0 | 0.48644 | 0 | 4777.53 | 950 | 4548.27 | 4525.5239
4687 | 1989-07-15 06:00 | 79 | 2 | 78 | 18.3 | 5.2 | -9900 | 18.5597 | 75.9284 | 73.8558 | 0 |  | 79 | 0.87271 | 77.1267 | 0.030062 | 0.82803 | 72.1412 | 0.030062 | 0.71871 | 69.0199 | 0 | 68.3438 | 68.3097 | 16911 | 21.5461 | 15509.3 | 15710.4 | 15654.1 | 15654.1 | 15435 | 15431.9 | 1560.25 | 0 | 0 | 5.2252 | 0 | 15426.6 | 950 | 14813.4 | 14739.2979
4688 | 1989-07-15 07:00 | 151 | 5 | 149 | 18.3 | 6.2 | -9900 | 30.9532 | 83.0113 | 61.0973 | 0 |  | 151 | 1.8773 | 147.348 | 0.05746 | 1.8144 | 137.832 | 0.05746 | 1.7165 | 131.868 | 0 | 130.913 | 130.862 | 32396.7 | 24.242 | 30992.8 | 31075.1 | 30981.9 | 30981.9 | 30548.2 | 30536.1 | 1569.12 | 0 | 0 | 20.4405 | 0 | 30515.7 | 950 | 29658.4 | 29510.1094
4689 | 1989-07-15 08:00 | 233 | 5 | 229 | 18.9 | 5.2 | -9900 | 43.5381 | 90.6282 | 48.0987 | 0 |  | 233 | 3.8735 | 226.764 | 0.088664 | 3.7823 | 212.122 | 0.088664 | 3.6877 | 202.944 | 0 | 202.499 | 202.444 | 50118 | 28.5202 | 48894.7 | 48241 | 48116.3 | 48116.3 | 47442.6 | 47413.7 | 1571.89 | 0 | 0 | 49.3359 | 0 | 47364.4 | 950 | 46309.6 | 46078.0664
4690 | 1989-07-15 09:00 | 400 | 3 | 397 | 20 | 5.7 | -9900 | 56.0873 | 100.194 | 35.011 | 0 |  | 400 | 2.957 | 393.79 | 0.15221 | 2.8927 | 368.383 | 0.15221 | 2.8606 | 352.444 | 0 | 348.199 | 348.084 | 86173.3 | 36.169 | 85514.4 | 81961.6 | 81761.1 | 81761.1 | 80616.3 | 80533.8 | 1581.47 | 0 | 0 | 142.351 | 0 | 80391.4 | 949.999 | 78950.1 | 78555.3594
4691 | 1989-07-15 10:00 | 645 | 186 | 472 | 20.6 | 5.7 | -9900 | 68.1059 | 115.725 | 22.095 | 0 |  | 645 | 172.523 | 471.77 | 0.24544 | 167.616 | 441.397 | 0.24544 | 166.945 | 422.298 | 0 | 577.459 | 577.089 | 142865 | 47.4065 | 143164 | 131222 | 130769 | 130769 | 128939 | 128726 | 1574.53 | 0 | 0 | 364.576 | 0 | 128362 | 950 | 126229 | 125597.625
4692 | 1989-07-15 11:00 | 972 | 773 | 217 | 21.1 | 4.6 | -9900 | 77.4506 | 152.648 | 10.6786 | 0 |  | 972 | 759.333 | 219.726 | 0.36988 | 743.344 | 205.555 | 0.36988 | 742.658 | 196.661 | 0 | 920.533 | 919.906 | 227721 | 66.024 | 228448 | 192820 | 192295 | 192295 | 189603 | 189134 | 1559.55 | 2015.83 | 0 | 763.862 | 0 | 188370 | 950 | 182931 | 182016.7344
4693 | 1989-07-15 12:00 | 940 | 747 | 214 | 21.7 | 5.7 | -9900 | 76.2387 | 216.981 | 10.3543 | 0 |  | 940 | 734.989 | 219.189 | 0.3577 | 733.945 | 204.975 | 0.3577 | 733.323 | 196.106 | 0 | 910.84 | 910.748 | 225475 | 64.0055 | 226286 | 193354 | 192862 | 192862 | 190162 | 189715 | 1600.57 | 529.305 | 0 | 791.714 | 0 | 188924 | 950 | 184962 | 184037.5781
4694 | 1989-07-15 13:00 | 906 | 765 | 206 | 22.2 | 4.1 | -9900 | 66.0292 | 247.852 | 21.4232 | 0 |  | 906 | 712.467 | 211.726 | 0.34476 | 712.467 | 197.912 | 0.34476 | 709.787 | 189.351 | 0 | 881.155 | 881.093 | 218130 | 66.2187 | 218977 | 185290 | 185030 | 185030 | 182440 | 182024 | 1593.5 | 0 | 0 | 732.369 | 0 | 181292 | 950 | 178043 | 177152.8594
4695 | 1989-07-15 14:00 | 779 | 729 | 190 | 21.7 | 4.6 | -9900 | 53.842 | 261.724 | 34.269 | 0 |  | 779 | 602.173 | 195.58 | 0.29643 | 602.173 | 182.749 | 0.29643 | 595.807 | 174.844 | 0 | 755.237 | 755.205 | 186965 | 58.5807 | 187756 | 164364 | 164106 | 164106 | 161808 | 161477 | 1589.64 | 0 | 0 | 572.341 | 0 | 160904 | 950 | 158125 | 157334.0625
4696 | 1989-07-15 15:00 | 607 | 671 | 164 | 21.1 | 3.6 | -9900 | 41.2586 | 270.764 | 47.3467 | 0 |  | 607 | 454.592 | 168.809 | 0.23098 | 373.154 | 157.673 | 0.23098 | 363.949 | 150.853 | 0 | 504.506 | 504.82 | 124973 | 46.9007 | 124997 | 113543 | 113023 | 113023 | 109148 | 108934 | 1434.33 | 0 | 0 | -557.054 | 0 | 109491 | 949.497 | 107614 | 107076.1875
4697 | 1989-07-15 16:00 | 396 | 557 | 128 | 20.6 | 3.6 | -9900 | 28.6868 | 278.208 | 60.3574 | 0 |  | 396 | 275.773 | 131.548 | 0.15069 | 209.635 | 122.814 | 0.15069 | 198.414 | 117.502 | 0 | 309.598 | 309.814 | 76697.9 | 36.4342 | 75932.4 | 72149.5 | 71714.5 | 71714.5 | 69660.6 | 69556.5 | 1309.37 | 0 | 0 | -629.816 | 0 | 70186.3 | 950 | 68840.5 | 68496.3203
4698 | 1989-07-15 17:00 | 184 | 358 | 83 | 20 | 3.6 | -9900 | 16.3381 | 285.276 | 73.1436 | 0 |  | 184 | 103.975 | 84.5868 | 0.070018 | 28.7085 | 78.9146 | 0.070018 | 25.895 | 75.5021 | 0 | 99.3692 | 99.3476 | 24591.7 | 25.0775 | 23208.8 | 23096.3 | 22937.7 | 22937.7 | 22616.6 | 22601.3 | 1277.14 | 0 | 0 | 5.6425 | 0 | 22595.6 | 950 | 21826.3 | 21717.1797
4699 | 1989-07-15 18:00 | 36 | 49 | 31 | 18.9 | 4.1 | -9900 | 4.4071 | 292.661 | 85.5281 | 0 |  | 36 | 4.4753 | 30.5217 | 0.013699 | 2.065 | 28.4449 | 0.013699 | 1.4016 | 27.2152 | 0 | 28.0444 | 28.0368 | 6940.78 | 20.3007 | 5759.87 | 5858.34 | 5826.78 | 5826.78 | 5745.21 | 5744.73 | 1508.4 | 0 | 0 | 0.6706 | 0 | 5744.05 | 950 | 5472.18 | 5444.8208
4700 | 1989-07-15 19:00 | 0 | 0 | 0 | 18.3 | 3.6 | -9900
4701 | 1989-07-15 20:00 | 0 | 0 | 0 | 18.3 | 3.1 | -9900
4702 | 1989-07-15 21:00 | 0 | 0 | 0 | 18.3 | 3.1 | -9900
4703 | 1989-07-15 22:00 | 0 | 0 | 0 | 18.3 | 2.6 | -9900
4704 | 1989-07-15 23:00 | 0 | 0 | 0 | 18.3 | 3.6 | -9900
4705 | 1989-07-16 | 0 | 0 | 0 | 18.3 | 3.6 | -9900
4706 | 1989-07-16 01:00 | 0 | 0 | 0 | 17.8 | 3.6 | -9900
4707 | 1989-07-16 02:00 | 0 | 0 | 0 | 17.8 | 2.6 | -9900
4708 | 1989-07-16 03:00 | 0 | 0 | 0 | 17.8 | 3.6 | -9900
4709 | 1989-07-16 04:00 | 0 | 0 | 0 | 17.8 | 3.6 | -9900
4710 | 1989-07-16 05:00 | 30 | 2 | 30 | 17.8 | 3.1 | -9900 | 6.443 | 68.7629 | 86.3134 | 0 |  | 30 | 0 | 29.5789 | 0.011416 | 0 | 27.6685 | 0.011416 | 0 | 26.4714 | 0 | 25.9419 | 25.9339 | 6420.28 | 19.1559 | 5260.17 | 5371.42 | 5341.52 | 5341.52 | 5266.74 | 5266.37 | 1554.02 | 0 | 0 | 0.59966 | 0 | 5265.77 | 950 | 5015.12 | 4990.042
4711 | 1989-07-16 06:00 | 101 | 33 | 91 | 18.3 | 3.1 | -9900 | 18.4618 | 76.0676 | 73.946 | 0 |  | 101 | 8.724 | 91.8427 | 0.038434 | 8.2767 | 85.8819 | 0.038434 | 7.1756 | 82.1663 | 0 | 87.5551 | 87.5104 | 21664.3 | 22.8755 | 20235 | 20394.5 | 20327.3 | 20327.3 | 20042.7 | 20037.4 | 1557.09 | 0 | 0 | 8.6357 | 0 | 20028.8 | 950 | 19304 | 19207.4668
4712 | 1989-07-16 07:00 | 207 | 18 | 197 | 18.9 | 3.6 | -9900 | 30.8612 | 83.1703 | 61.1798 | 0 |  | 207 | 9.3872 | 194.416 | 0.07877 | 9.086 | 181.886 | 0.07877 | 8.5936 | 174.016 | 0 | 178.958 | 178.862 | 44279.7 | 28.0414 | 42984.9 | 42484.8 | 42368.9 | 42368.9 | 41775.7 | 41753.1 | 1564.07 | 0 | 0 | 37.9353 | 0 | 41715.2 | 950 | 40765.1 | 40561.3008
4713 | 1989-07-16 08:00 | 365 | 98 | 298 | 20 | 3.1 | -9900 | 43.4481 | 90.8185 | 48.1766 | 0 |  | 365 | 64.8895 | 300.929 | 0.13889 | 63.3627 | 281.513 | 0.13889 | 61.7709 | 269.332 | 0 | 324.481 | 324.386 | 80305.2 | 36.9605 | 79546.2 | 75989.8 | 75730.7 | 75730.7 | 74670.4 | 74597.3 | 1561.83 | 0 | 0 | 120.84 | 0 | 74476.4 | 949.999 | 73076.2 | 72710.8203
4714 | 1989-07-16 09:00 | 746 | 668 | 192 | 21.1 | 4.1 | -9900 | 55.9928 | 100.436 | 35.0891 | 0 |  | 746 | 546.139 | 193.019 | 0.28388 | 534.265 | 180.703 | 0.28388 | 528.303 | 172.883 | 0 | 687.163 | 686.601 | 169966 | 55.402 | 170599 | 151059 | 150013 | 150013 | 147913 | 147623 | 1550.11 | 0 | 0 | 467.272 | 0 | 147155 | 950 | 144652 | 143929.1719
4715 | 1989-07-16 10:00 | 925 | 779 | 202 | 22.2 | 3.6 | -9900 | 67.9927 | 116.047 | 22.1845 | 0 |  | 925 | 721.122 | 203.793 | 0.35199 | 700.449 | 190.712 | 0.35199 | 697.62 | 182.46 | 0 | 862.478 | 861.767 | 213334 | 66.2438 | 214110 | 180362 | 179449 | 179449 | 176936 | 176520 | 1553.28 | 0 | 0 | 681.299 | 0 | 175839 | 950 | 172708 | 171844.5938
4716 | 1989-07-16 11:00 | 983 | 794 | 208 | 22.8 | 5.2 | -9900 | 77.2922 | 152.868 | 10.8167 | 0 |  | 983 | 779.58 | 210.801 | 0.37406 | 763.166 | 197.208 | 0.37406 | 762.444 | 188.675 | 0 | 932.096 | 931.664 | 230636 | 67.0729 | 231338 | 194302 | 193781 | 193781 | 191067 | 190594 | 1568.58 | 3123.55 | 0 | 774.482 | 0 | 189820 | 950 | 183238 | 182322.25
4717 | 1989-07-16 12:00 | 984 | 799 | 208 | 22.2 | 4.1 | -9900 | 76.1121 | 216.533 | 10.4695 | 0 |  | 984 | 785.751 | 211.809 | 0.37444 | 784.636 | 198.076 | 0.37444 | 783.956 | 189.506 | 0 | 953.993 | 953.812 | 236135 | 69.8516 | 236869 | 197033 | 196516 | 196516 | 193764 | 193294 | 1596.27 | 1863.96 | 0 | 816.129 | 0 | 192477 | 950 | 187097 | 186161.0469
4718 | 1989-07-16 13:00 | 913 | 780 | 200 | 22.8 | 5.2 | -9900 | 65.9567 | 247.484 | 21.4765 | 0 |  | 913 | 725.848 | 204.5 | 0.34742 | 725.848 | 191.172 | 0.34742 | 723.103 | 182.902 | 0 | 887.885 | 887.859 | 219803 | 64.9912 | 220645 | 187745 | 187476 | 187476 | 184849 | 184427 | 1599.13 | 0 | 0 | 753.048 | 0 | 183674 | 950 | 180369 | 179467.2656
4719 | 1989-07-16 14:00 | 781 | 738 | 184 | 21.7 | 4.6 | -9900 | 53.7872 | 261.458 | 34.3077 | 0 |  | 781 | 610.501 | 189.536 | 0.29719 | 610.501 | 177.1 | 0.29719 | 604.029 | 169.44 | 0 | 757.999 | 757.983 | 187653 | 58.7164 | 188449 | 164871 | 164595 | 164595 | 162291 | 161958 | 1590.86 | 0 | 0 | 576.277 | 0 | 161382 | 950 | 158591 | 157798.0938
4720 | 1989-07-16 15:00 | 610 | 682 | 159 | 21.7 | 2.6 | -9900 | 41.207 | 270.554 | 47.3847 | 0 |  | 610 | 462.944 | 163.783 | 0.23212 | 378.518 | 152.977 | 0.23212 | 369.153 | 146.36 | 0 | 505.203 | 505.381 | 125113 | 48.7318 | 125140 | 112694 | 112054 | 112054 | 107999 | 107784 | 1427.02 | 0 | 0 | -536.082 | 0 | 108320 | 946.848 | 106473 | 105940.9688
4721 | 1989-07-16 16:00 | 398 | 569 | 124 | 21.1 | 3.6 | -9900 | 28.6318 | 278.028 | 60.4004 | 0 |  | 398 | 282.071 | 127.543 | 0.15145 | 215.456 | 119.071 | 0.15145 | 203.9 | 113.921 | 0 | 311.464 | 311.874 | 77208.4 | 37.0395 | 76454 | 72451 | 71755.2 | 71755.2 | 69567.1 | 69461.8 | 1304.28 | 0 | 0 | -687.757 | 0 | 70149.5 | 950 | 68807.1 | 68463.0469
4722 | 1989-07-16 17:00 | 185 | 368 | 81 | 20.6 | 3.6 | -9900 | 16.2754 | 285.115 | 73.1952 | 0 |  | 185 | 107.145 | 82.5875 | 0.070398 | 29.2644 | 77.0479 | 0.070398 | 26.4105 | 73.7161 | 0 | 98.1241 | 98.182 | 24303.4 | 25.618 | 22924.7 | 22757.7 | 22598.4 | 22598.4 | 22282 | 22265.9 | 1266.97 | 0 | 0 | 4.5487 | 0 | 22261.4 | 950 | 21499.3 | 21391.7695
4723 | 1989-07-16 18:00 | 38 | 58 | 31 | 19.4 | 3.1 | -9900 | 4.3332 | 292.51 | 85.5868 | 0 |  | 38 | 6.1835 | 30.4352 | 0.01446 | 2.8525 | 28.3277 | 0.01446 | 1.9279 | 27.1034 | 0 | 28.4507 | 28.4518 | 7043.5 | 20.8876 | 5860.41 | 5947.74 | 5914.48 | 5914.48 | 5831.68 | 5831.13 | 1477.01 | 0 | 0 | 0.66478 | 0 | 5830.47 | 950 | 5554.88 | 5527.1084
4724 | 1989-07-16 19:00 | 0 | 0 | 0 | 18.9 | 3.1 | -9900
4725 | 1989-07-16 20:00 | 0 | 0 | 0 | 18.3 | 3.6 | -9900
4726 | 1989-07-16 21:00 | 0 | 0 | 0 | 18.3 | 2.6 | -9900
4727 | 1989-07-16 22:00 | 0 | 0 | 0 | 18.9 | 1.5 | -9900
4728 | 1989-07-16 23:00 | 0 | 0 | 0 | 18.9 | 2.1 | -9900
4729 | 1989-07-17 | 0 | 0 | 0 | 18.9 | 2.6 | -9900
4730 | 1989-07-17 01:00 | 0 | 0 | 0 | 18.9 | 2.1 | -9900
4731 | 1989-07-17 02:00 | 0 | 0 | 0 | 18.9 | 3.1 | -9900
4732 | 1989-07-17 03:00 | 0 | 0 | 0 | 18.3 | 2.6 | -9900
4733 | 1989-07-17 04:00 | 0 | 0 | 0 | 18.3 | 3.1 | -9900
4734 | 1989-07-17 05:00 | 25 | 2 | 24 | 18.3 | 3.1 | -9900 | 6.3348 | 68.8946 | 86.415 | 0 |  | 25 | 0.56614 | 25.1047 | 0.0095133 | 0.42037 | 23.4451 | 0.0095133 | 0.17005 | 22.431 | 0 | 22.1491 | 22.1433 | 5481.89 | 19.4578 | 4366.33 | 4452.08 | 4423.11 | 4423.11 | 4361.19 | 4360.94 | 1552.73 | 0 | 0 | 0.40853 | 0 | 4360.53 | 950 | 4149.87 | 4129.1177
4735 | 1989-07-17 06:00 | 141 | 7 | 139 | 18.3 | 2.6 | -9900 | 18.3627 | 76.2133 | 74.0371 | 0 |  | 141 | 1.7442 | 136.063 | 0.053655 | 1.6543 | 127.329 | 0.053655 | 1.4325 | 121.82 | 0 | 120.787 | 120.755 | 29894.3 | 24.7589 | 28476.9 | 28495.7 | 28409.2 | 28409.2 | 28011.5 | 28001.3 | 1569.24 | 0 | 0 | 17.212 | 0 | 27984.1 | 950 | 27144.6 | 27008.834
4736 | 1989-07-17 07:00 | 190 | 37 | 171 | 19.4 | 2.6 | -9900 | 30.7681 | 83.3364 | 61.263 | 0 |  | 190 | 17.8371 | 172.128 | 0.072301 | 17.2557 | 160.997 | 0.072301 | 16.3157 | 154.031 | 0 | 166.94 | 166.866 | 41309.4 | 28.3253 | 39982 | 39473.4 | 39358.9 | 39358.9 | 38807.9 | 38788.2 | 1555.93 | 0 | 0 | 32.5013 | 0 | 38755.7 | 950 | 37852.9 | 37663.6211
4737 | 1989-07-17 08:00 | 660 | 801 | 109 | 20 | 3.6 | -9900 | 43.3569 | 91.0169 | 48.2551 | 0 |  | 660 | 533.722 | 109.182 | 0.25115 | 521.301 | 102.244 | 0.25115 | 508.145 | 97.8193 | 0 | 593.845 | 593.278 | 146867 | 50.3217 | 147225 | 133156 | 132195 | 132195 | 130344 | 130110 | 1540.89 | 0 | 0 | 347.873 | 0 | 129762 | 950 | 127600 | 126961.5703
4738 | 1989-07-17 09:00 | 831 | 853 | 123 | 20.6 | 5.2 | -9900 | 55.8967 | 100.688 | 35.168 | 0 |  | 831 | 698.067 | 123.65 | 0.31622 | 682.732 | 115.73 | 0.31622 | 675.073 | 110.722 | 0 | 770.079 | 769.491 | 190485 | 57.1664 | 191256 | 167969 | 166662 | 166662 | 164326 | 163966 | 1546.27 | 0 | 0 | 573.658 | 0 | 163392 | 950 | 160547 | 159744.1406
4739 | 1989-07-17 10:00 | 943 | 874 | 132 | 21.1 | 3.6 | -9900 | 67.8768 | 116.382 | 22.2758 | 0 |  | 943 | 809.03 | 132.916 | 0.35884 | 785.839 | 124.373 | 0.35884 | 782.638 | 118.991 | 0 | 883.596 | 882.597 | 218491 | 66.2084 | 219240 | 184573 | 183540 | 183540 | 180970 | 180533 | 1545.57 | 0 | 0 | 708.615 | 0 | 179825 | 950 | 176600 | 175716.5781
4740 | 1989-07-17 11:00 | 1005 | 890 | 136 | 22.2 | 4.1 | -9900 | 77.1289 | 153.101 | 10.959 | 0 |  | 1005 | 874.29 | 137.178 | 0.38243 | 854.656 | 128.325 | 0.38243 | 853.827 | 122.773 | 0 | 957.068 | 956.273 | 236726 | 69.9746 | 237363 | 196517 | 195728 | 195728 | 192988 | 192482 | 1545.05 | 3787.11 | 0 | 761.422 | 0 | 191721 | 950 | 184432 | 183509.5781
4741 | 1989-07-17 12:00 | 996 | 885 | 136 | 22.8 | 4.1 | -9900 | 75.9786 | 216.086 | 10.5918 | 0 |  | 996 | 870.973 | 137.752 | 0.37901 | 869.736 | 128.823 | 0.37901 | 868.965 | 123.249 | 0 | 972.37 | 972.243 | 240698 | 71.3724 | 241386 | 199351 | 198822 | 198822 | 196038 | 195552 | 1591.26 | 2793.9 | 0 | 833.677 | 0 | 194718 | 950 | 188353 | 187411.4844
4742 | 1989-07-17 13:00 | 928 | 873 | 131 | 22.8 | 6.2 | -9900 | 65.8785 | 247.11 | 21.5353 | 0 |  | 928 | 811.535 | 133.452 | 0.35313 | 811.535 | 124.764 | 0.35313 | 808.449 | 119.366 | 0 | 909.259 | 909.195 | 225090 | 64.0834 | 225909 | 193014 | 192723 | 192723 | 190024 | 189570 | 1592.15 | 106.666 | 0 | 795.121 | 0 | 188775 | 950 | 185242 | 184315.9062
4743 | 1989-07-17 14:00 | 803 | 844 | 121 | 23.3 | 5.2 | -9900 | 53.7273 | 261.185 | 34.3512 | 0 |  | 803 | 697.599 | 123.893 | 0.30557 | 697.599 | 115.792 | 0.30557 | 690.183 | 110.783 | 0 | 784.947 | 784.893 | 194317 | 60.5983 | 195144 | 169322 | 169057 | 169057 | 166690 | 166333 | 1577.77 | 0 | 0 | 603.834 | 0 | 165729 | 950 | 162842 | 162027.625
4744 | 1989-07-17 15:00 | 629 | 793 | 106 | 21.7 | 5.2 | -9900 | 41.1507 | 270.338 | 47.4271 | 0 |  | 629 | 537.024 | 109.708 | 0.23935 | 437.488 | 102.469 | 0.23935 | 426.631 | 98.037 | 0 | 514.175 | 513.785 | 127192 | 46.1152 | 127268 | 115647 | 114746 | 114746 | 108960 | 108718 | 1414.79 | 0 | 0 | -416.718 | 0 | 109135 | 940.792 | 107288 | 106751.8438
4745 | 1989-07-17 16:00 | 423 | 707 | 84 | 20.6 | 4.6 | -9900 | 28.5721 | 277.844 | 60.4478 | 0 |  | 423 | 349.145 | 86.9509 | 0.16096 | 267.012 | 81.1716 | 0.16096 | 252.65 | 77.661 | 0 | 323.705 | 323.711 | 80137.6 | 36.4086 | 79469.8 | 75288.7 | 74472 | 74472 | 70753.9 | 70638.6 | 1304.21 | 0 | 0 | -214.272 | 0 | 70852.8 | 944.457 | 69545.9 | 69198.2109
4746 | 1989-07-17 17:00 | 203 | 480 | 68 | 19.4 | 4.1 | -9900 | 16.2079 | 284.95 | 73.2514 | 0 |  | 203 | 139.193 | 69.963 | 0.077248 | 37.5615 | 65.244 | 0.077248 | 33.9098 | 62.4229 | 0 | 94.4061 | 94.6579 | 23430.1 | 24.129 | 22090.5 | 21982.8 | 21803.7 | 21803.7 | 21456.6 | 21437.7 | 1195.61 | 0 | 0 | -13.2484 | 0 | 21450.9 | 949.981 | 20723 | 20619.3633
4747 | 1989-07-17 18:00 | 38 | 33 | 35 | 18.3 | 3.6 | -9900 | 4.2543 | 292.356 | 85.6497 | 0 |  | 38 | 2.6123 | 35.3714 | 0.01446 | 1.2054 | 33.0812 | 0.01446 | 0.81086 | 31.6499 | 0 | 31.8116 | 31.7969 | 7871.6 | 19.9251 | 6653.5 | 6778.29 | 6745.88 | 6745.88 | 6651.44 | 6650.84 | 1533.46 | 0 | 0 | 0.94374 | 0 | 6649.9 | 950 | 6340.15 | 6308.4536
4748 | 1989-07-17 19:00 | 0 | 0 | 0 | 17.8 | 2.1 | -9900
4749 | 1989-07-17 20:00 | 0 | 0 | 0 | 18.3 | 2.6 | -9900
4750 | 1989-07-17 21:00 | 0 | 0 | 0 | 17.8 | 2.6 | -9900
4751 | 1989-07-17 22:00 | 0 | 0 | 0 | 17.8 | 2.6 | -9900
4752 | 1989-07-17 23:00 | 0 | 0 | 0 | 17.8 | 2.6 | -9900
4753 | 1989-07-18 | 0 | 0 | 0 | 17.8 | 2.1 | -9900
4754 | 1989-07-18 01:00 | 0 | 0 | 0 | 18.3 | 2.6 | -9900
4755 | 1989-07-18 02:00 | 0 | 0 | 0 | 18.3 | 2.6 | -9900
4756 | 1989-07-18 03:00 | 0 | 0 | 0 | 17.8 | 3.1 | -9900
4757 | 1989-07-18 04:00 | 1 | 1 | 1 | 18.3 | 3.1 | -9900 | -5.2028 | 60.931 | 90 | 0 |  | 1 | 0 | 1.0835 | 0.00038053 | 0 | 1.0133 | 0 | 0 | 0.9695 | 0 | 0.95011 | 0.94985 | 235.148 | 18.3497 | 18.4759 | 18.4025 | 17.2334 | 17.2334 | 16.9921 | 16.9921 | 1351.98 | 0 | 0 | 4.9132e-06 | 0 | 16.9921 | 950 | 16.1143 | 16.0337
4758 | 1989-07-18 05:00 | 29 | 4 | 28 | 18.3 | 2.6 | -9900 | 6.2251 | 69.0325 | 86.5179 | 0 |  | 29 | 0.55956 | 29.12 | 0.011035 | 0.41421 | 27.2013 | 0.011035 | 0.16695 | 26.0247 | 0 | 25.6678 | 25.66 | 6352.48 | 19.6725 | 5195.18 | 5295.34 | 5265.7 | 5265.7 | 5191.98 | 5191.63 | 1556.21 | 0 | 0 | 0.57758 | 0 | 5191.06 | 950 | 4943.58 | 4918.8584
4759 | 1989-07-18 06:00 | 140 | 8 | 138 | 18.9 | 2.6 | -9900 | 18.2624 | 76.3653 | 74.129 | 0 |  | 140 | 1.7436 | 135.087 | 0.053274 | 1.6532 | 126.417 | 0.053274 | 1.4299 | 120.947 | 0 | 119.929 | 119.869 | 29675.2 | 25.3115 | 28256.7 | 28216.7 | 28129.8 | 28129.8 | 27736 | 27726 | 1562.57 | 0 | 0 | 16.7911 | 0 | 27709.2 | 950 | 26871.9 | 26737.5176
4760 | 1989-07-18 07:00 | 289 | 116 | 230 | 20 | 0 | -9900 | 30.674 | 83.5094 | 61.3468 | 0 |  | 289 | 55.3939 | 226.061 | 0.10997 | 53.6784 | 211.615 | 0.10997 | 50.7406 | 202.458 | 0 | 248.134 | 247.986 | 61391.3 | 34.93 | 60327.7 | 58068.9 | 57864.3 | 57864.3 | 57054.1 | 57010.8 | 1554.75 | 0 | 0 | 69.598 | 0 | 56941.2 | 949.999 | 55721.3 | 55442.7148
4761 | 1989-07-18 08:00 | 667 | 845 | 86 | 22.2 | 3.6 | -9900 | 43.2647 | 91.2233 | 48.3342 | 0 |  | 667 | 562.869 | 86.447 | 0.25381 | 549.769 | 80.9297 | 0.25381 | 535.831 | 77.4275 | 0 | 600.993 | 600.703 | 148705 | 52.9012 | 149090 | 133348 | 132358 | 132358 | 130505 | 130262 | 1527.64 | 0 | 0 | 342.306 | 0 | 129919 | 950 | 127753 | 127114.1094
4762 | 1989-07-18 09:00 | 831 | 885 | 98 | 22.2 | 3.6 | -9900 | 55.7992 | 100.95 | 35.2477 | 0 |  | 831 | 722.84 | 98.7887 | 0.31622 | 706.616 | 92.4617 | 0.31622 | 698.647 | 88.4606 | 0 | 771.366 | 770.677 | 190777 | 61.5883 | 191552 | 164938 | 163651 | 163651 | 161360 | 161009 | 1542.22 | 0 | 0 | 549.376 | 0 | 160460 | 950 | 157681 | 156892.3906
4763 | 1989-07-18 10:00 | 951 | 912 | 105 | 22.8 | 4.1 | -9900 | 67.7584 | 116.73 | 22.3687 | 0 |  | 951 | 844.095 | 106.02 | 0.36188 | 819.9 | 99.206 | 0.36188 | 816.531 | 94.9134 | 0 | 893.215 | 892.415 | 220920 | 67.3843 | 221661 | 185597 | 184564 | 184564 | 181980 | 181535 | 1545.43 | 11.7355 | 0 | 717.664 | 0 | 180818 | 950 | 177557 | 176669.6875
4764 | 1989-07-18 11:00 | 1001 | 914 | 108 | 23.3 | 4.6 | -9900 | 76.9607 | 153.347 | 11.1054 | 0 |  | 1001 | 898.602 | 109.24 | 0.38091 | 878.423 | 102.191 | 0.38091 | 877.55 | 97.7694 | 0 | 955.813 | 955.258 | 236474 | 69.9504 | 237111 | 196302 | 195498 | 195498 | 192762 | 192259 | 1549.92 | 4141.31 | 0 | 757.491 | 0 | 191502 | 950 | 183863 | 182943.4375
4765 | 1989-07-18 12:00 | 1002 | 921 | 108 | 22.8 | 5.2 | -9900 | 75.8382 | 215.642 | 10.7212 | 0 |  | 1002 | 905.587 | 109.702 | 0.38129 | 904.301 | 102.591 | 0.38129 | 903.48 | 98.1525 | 0 | 981.6 | 981.47 | 242983 | 69.4397 | 243646 | 203043 | 202483 | 202483 | 199648 | 199142 | 1587.58 | 5023.85 | 0 | 859.192 | 0 | 198283 | 950 | 189600 | 188652.3281
4766 | 1989-07-18 13:00 | 937 | 912 | 104 | 22.8 | 6.2 | -9900 | 65.7943 | 246.728 | 21.5999 | 0 |  | 937 | 848.38 | 106.256 | 0.35656 | 848.38 | 99.3378 | 0.35656 | 845.134 | 95.0402 | 0 | 921.371 | 921.37 | 228099 | 64.6362 | 228900 | 195072 | 194798 | 194798 | 192071 | 191611 | 1595.97 | 818.154 | 0 | 811.535 | 0 | 190799 | 950 | 186506 | 185573.3594
4767 | 1989-07-18 14:00 | 809 | 883 | 96 | 22.8 | 6.2 | -9900 | 53.6623 | 260.906 | 34.3994 | 0 |  | 809 | 729.5 | 98.5968 | 0.30785 | 729.5 | 92.1493 | 0.30785 | 721.719 | 88.163 | 0 | 793.685 | 793.704 | 196497 | 58.8393 | 197333 | 172548 | 172270 | 172270 | 169857 | 169491 | 1591.19 | 0 | 0 | 629.959 | 0 | 168861 | 950 | 165902 | 165072.625
4768 | 1989-07-18 15:00 | 638 | 841 | 84 | 22.2 | 4.6 | -9900 | 41.0895 | 270.116 | 47.474 | 0 |  | 638 | 569.045 | 86.6368 | 0.24278 | 461.738 | 80.944 | 0.24278 | 450.24 | 77.4426 | 0 | 517.129 | 517.398 | 128082 | 47.4673 | 128187 | 115564 | 114662 | 114662 | 108138 | 107895 | 1420.36 | 0 | 0 | -390.662 | 359.766 | 107926 | 941.063 | 106082 | 105551.2891
4769 | 1989-07-18 16:00 | 432 | 762 | 66 | 22.2 | 4.6 | -9900 | 28.5077 | 277.655 | 60.4996 | 0 |  | 432 | 377.131 | 68.6117 | 0.16439 | 289.795 | 64.0403 | 0.16439 | 274.168 | 61.2708 | 0 | 328.73 | 329.296 | 81522.8 | 38.2813 | 80901.6 | 75972.4 | 75474.4 | 75474.4 | 70693.5 | 70572.1 | 1290.06 | 0 | 0 | -237.176 | 0 | 70809.3 | 941.436 | 69516.9 | 69169.2734
4770 | 1989-07-18 17:00 | 216 | 606 | 46 | 21.1 | 5.2 | -9900 | 16.1356 | 284.78 | 73.312 | 0 |  | 216 | 175.425 | 47.7122 | 0.082195 | 46.9512 | 44.4867 | 0.082195 | 42.3915 | 42.5632 | 0 | 83.2556 | 83.3752 | 20635.7 | 25.062 | 19378.9 | 19104.8 | 18886.1 | 18886.1 | 18124.1 | 18105.8 | 1139.5 | 0 | 0 | -99.9249 | 0 | 18205.7 | 950 | 17571.9 | 17484.0488
4771 | 1989-07-18 18:00 | 39 | 135 | 25 | 20 | 4.1 | -9900 | 4.1704 | 292.198 | 85.7166 | 0 |  | 39 | 12.0041 | 24.3691 | 0.014841 | 5.5661 | 22.6411 | 0.014841 | 3.7239 | 21.6629 | 0 | 24.8791 | 24.887 | 6160.7 | 21.2433 | 5024.4 | 5089.52 | 5053.37 | 5053.37 | 4982.62 | 4982.11 | 1403.68 | 0 | 0 | 0.45589 | 0 | 4981.65 | 950 | 4743.39 | 4719.6724
4772 | 1989-07-18 19:00 | 0 | 0 | 0 | 19.4 | 3.6 | -9900
4773 | 1989-07-18 20:00 | 0 | 0 | 0 | 19.4 | 2.6 | -9900
4774 | 1989-07-18 21:00 | 0 | 0 | 0 | 18.9 | 3.1 | -9900
4775 | 1989-07-18 22:00 | 0 | 0 | 0 | 18.9 | 2.6 | -9900
4776 | 1989-07-18 23:00 | 0 | 0 | 0 | 19.4 | 2.6 | -9900
4777 | 1989-07-19 | 0 | 0 | 0 | 18.9 | 2.6 | -9900
4778 | 1989-07-19 01:00 | 0 | 0 | 0 | 18.9 | 2.1 | -9900
4779 | 1989-07-19 02:00 | 0 | 0 | 0 | 18.9 | 2.6 | -9900
4780 | 1989-07-19 03:00 | 0 | 0 | 0 | 18.9 | 2.6 | -9900
4781 | 1989-07-19 04:00 | 0 | 0 | 0 | 18.9 | 2.6 | -9900
4782 | 1989-07-19 05:00 | 20 | 3 | 20 | 18.9 | 3.6 | -9900 | 6.1139 | 69.1764 | 86.6219 | 0 |  | 20 | 0 | 20.0088 | 0.0076106 | 0 | 18.7069 | 0.0076106 | 0 | 17.8976 | 0 | 17.5397 | 17.5358 | 4341.23 | 19.7962 | 3290.42 | 3348.2 | 3322 | 3322 | 3275.49 | 3275.35 | 1514.5 | 0 | 0 | 0.22623 | 0 | 3275.12 | 950 | 3114.18 | 3098.6057
4783 | 1989-07-19 06:00 | 101 | 8 | 98 | 19.4 | 2.1 | -9900 | 18.1609 | 76.5236 | 74.2218 | 0 |  | 101 | 2.6145 | 96.5592 | 0.038434 | 2.4783 | 90.3332 | 0.038434 | 2.1408 | 86.4247 | 0 | 86.7942 | 86.7705 | 21481 | 24.148 | 20052.4 | 20113.6 | 20050.3 | 20050.3 | 19769.6 | 19764.5 | 1568.01 | 0 | 0 | 8.5419 | 0 | 19756 | 950 | 19037.2 | 18941.9902
4784 | 1989-07-19 07:00 | 184 | 42 | 163 | 21.1 | 0 | -9900 | 30.5788 | 83.6892 | 61.4312 | 0 |  | 184 | 19.7185 | 164.05 | 0.070018 | 19.1345 | 153.438 | 0.070018 | 18.0822 | 146.799 | 0 | 161.584 | 161.511 | 39983.5 | 30.8238 | 38642.6 | 37786 | 37668.6 | 37668.6 | 37141.2 | 37123.2 | 1555.91 | 0 | 0 | 29.7683 | 0 | 37093.4 | 950 | 36211.3 | 36030.2227
4785 | 1989-07-19 08:00 | 664 | 735 | 160 | 21.1 | 4.1 | -9900 | 43.1713 | 91.4376 | 48.4138 | 0 |  | 664 | 488.353 | 159.635 | 0.25267 | 476.987 | 149.495 | 0.25267 | 464.837 | 143.025 | 0 | 595.705 | 595.153 | 147332 | 50.8333 | 147694 | 133335 | 132440 | 132440 | 130586 | 130353 | 1546.48 | 0 | 0 | 352.936 | 0 | 130000 | 950 | 127833 | 127194.0938
4786 | 1989-07-19 09:00 | 763 | 742 | 150 | 22.8 | 4.6 | -9900 | 55.7001 | 101.222 | 35.3282 | 0 |  | 763 | 604.612 | 151.067 | 0.29035 | 590.905 | 141.419 | 0.29035 | 584.205 | 135.3 | 0 | 705.115 | 704.597 | 174420 | 57.2093 | 175090 | 153784 | 152592 | 152592 | 150456 | 150153 | 1544.22 | 0 | 0 | 482.737 | 0 | 149670 | 950 | 147116 | 146380.3594
4787 | 1989-07-19 10:00 | 832 | 732 | 154 | 23.3 | 3.6 | -9900 | 67.6374 | 117.089 | 22.4634 | 0 |  | 832 | 676.598 | 156.017 | 0.3166 | 655.956 | 146.013 | 0.3166 | 653.237 | 139.695 | 0 | 777.073 | 776.18 | 192151 | 62.9696 | 192918 | 164948 | 164197 | 164197 | 161898 | 161547 | 1541.66 | 0 | 0 | 567.62 | 0 | 160980 | 950 | 158188 | 157397.2031
4788 | 1989-07-19 11:00 | 926 | 816 | 131 | 23.3 | 4.1 | -9900 | 76.7878 | 153.606 | 11.2559 | 0 |  | 926 | 800.141 | 132.24 | 0.35237 | 781.052 | 123.706 | 0.35237 | 780.255 | 118.354 | 0 | 880.637 | 879.955 | 217832 | 67.2618 | 218608 | 183340 | 182382 | 182382 | 179828 | 179390 | 1545.75 | 0 | 0 | 663.538 | 0 | 178727 | 950 | 175534 | 174656.5625
4789 | 1989-07-19 12:00 | 947 | 811 | 161 | 24.4 | 4.1 | -9900 | 75.6909 | 215.202 | 10.8577 | 0 |  | 947 | 796.351 | 164.742 | 0.36036 | 795.221 | 154.06 | 0.36036 | 794.481 | 147.395 | 0 | 923.039 | 922.904 | 228483 | 70.5075 | 229276 | 190148 | 189649 | 189649 | 186993 | 186552 | 1591.36 | 0 | 0 | 760.043 | 0 | 185791 | 950 | 182436 | 181523.4375
4790 | 1989-07-19 13:00 | 852 | 798 | 124 | 23.3 | 4.6 | -9900 | 65.7041 | 246.34 | 21.6701 | 0 |  | 852 | 741.613 | 126.448 | 0.32421 | 741.613 | 118.216 | 0.32421 | 738.756 | 113.101 | 0 | 834.821 | 834.761 | 206662 | 64.0659 | 207523 | 177336 | 177064 | 177064 | 174585 | 174203 | 1593.75 | 0 | 0 | 673.78 | 0 | 173529 | 950 | 170462 | 169610.0938
4791 | 1989-07-19 14:00 | 722 | 741 | 125 | 23.9 | 4.6 | -9900 | 53.592 | 260.62 | 34.4525 | 0 |  | 722 | 610.983 | 129.147 | 0.27474 | 610.983 | 120.676 | 0.27474 | 604.442 | 115.456 | 0 | 705.5 | 705.448 | 174649 | 58.3508 | 175345 | 153646 | 153386 | 153386 | 151239 | 150944 | 1575.23 | 0 | 0 | 497.398 | 0 | 150447 | 950 | 147897 | 147157.9688
4792 | 1989-07-19 15:00 | 592 | 731 | 111 | 23.9 | 3.6 | -9900 | 41.0235 | 269.889 | 47.5254 | 0 |  | 592 | 494.234 | 114.83 | 0.22527 | 399.562 | 107.255 | 0.22527 | 389.576 | 102.616 | 0 | 482.348 | 482.606 | 119467 | 48.5654 | 119429 | 107407 | 106841 | 106841 | 101779 | 101576 | 1420.61 | 0 | 0 | -340.468 | 0 | 101917 | 941.008 | 100205 | 99704.4141
4793 | 1989-07-19 16:00 | 398 | 658 | 83 | 23.3 | 3.1 | -9900 | 28.4384 | 277.461 | 60.5558 | 0 |  | 398 | 324.74 | 86.0168 | 0.15145 | 250.25 | 80.2789 | 0.15145 | 236.714 | 76.8072 | 0 | 307.251 | 307.376 | 76095.6 | 39.3711 | 75355.8 | 70573.5 | 70120.7 | 70120.7 | 66509.9 | 66408.7 | 1300.65 | 0 | 0 | -256.192 | 0 | 66664.9 | 944.459 | 65392.7 | 65065.7227
4794 | 1989-07-19 17:00 | 194 | 482 | 59 | 21.7 | 4.6 | -9900 | 16.0584 | 284.606 | 73.3773 | 0 |  | 194 | 139.428 | 60.8941 | 0.073823 | 36.9964 | 56.774 | 0.073823 | 33.4044 | 54.3193 | 0 | 85.9692 | 85.9863 | 21282.8 | 25.8992 | 19959.7 | 19716.6 | 19530.5 | 19530.5 | 19170.7 | 19157.9 | 1282.17 | 0 | 0 | -58.8638 | 0 | 19216.8 | 950 | 18536 | 18443.3066
4795 | 1989-07-19 18:00 | 39 | 120 | 26 | 20.6 | 4.1 | -9900 | 4.0814 | 292.036 | 85.7827 | 0 |  | 39 | 10.9751 | 25.2698 | 0.014841 | 5.0935 | 23.4815 | 0.014841 | 3.3879 | 22.467 | 0 | 25.3378 | 25.3164 | 6266.97 | 21.8648 | 5123.76 | 5179.19 | 5145.02 | 5145.02 | 5072.99 | 5072.48 | 1411.12 | 0 | 0 | 0.4676 | 0 | 5072.01 | 950 | 4829.66 | 4805.5132
4796 | 1989-07-19 19:00 | 0 | 0 | 0 | 20 | 3.1 | -9900
4797 | 1989-07-19 20:00 | 0 | 0 | 0 | 20 | 2.6 | -9900
4798 | 1989-07-19 21:00 | 0 | 0 | 0 | 19.4 | 2.6 | -9900
4799 | 1989-07-19 22:00 | 0 | 0 | 0 | 20 | 2.1 | -9900
4800 | 1989-07-19 23:00 | 0 | 0 | 0 | 20 | 2.1 | -9900
4801 | 1989-07-20 | 0 | 0 | 0 | 20 | 3.1 | -9900
4802 | 1989-07-20 01:00 | 0 | 0 | 0 | 19.4 | 2.6 | -9900
4803 | 1989-07-20 02:00 | 0 | 0 | 0 | 19.4 | 3.1 | -9900
4804 | 1989-07-20 03:00 | 0 | 0 | 0 | 19.4 | 3.1 | -9900
4805 | 1989-07-20 04:00 | 0 | 0 | 0 | 19.4 | 2.1 | -9900
4806 | 1989-07-20 05:00 | 23 | 0 | 23 | 19.4 | 2.6 | -9900 | 6.0012 | 69.3263 | 86.7271 | 0 |  | 23 | 0 | 22.8824 | 0.0087522 | 0 | 21.3977 | 0.0087522 | 0 | 20.472 | 0 | 20.0625 | 20.0523 | 4964.2 | 20.4726 | 3876.48 | 3937.55 | 3908.74 | 3908.74 | 3854.02 | 3853.83 | 1541.94 | 0 | 0 | 0.31794 | 0 | 3853.51 | 950 | 3665.87 | 3647.5374
4807 | 1989-07-20 06:00 | 221 | 369 | 106 | 20.6 | 4.1 | -9900 | 18.0582 | 76.6882 | 74.3153 | 0 |  | 221 | 100.191 | 102.527 | 0.084097 | 95.1493 | 96.0654 | 0.084097 | 82.0964 | 91.9074 | 0 | 170.524 | 170.433 | 42190.4 | 29.1147 | 40879 | 40210.7 | 39978.7 | 39978.7 | 39419 | 39394.1 | 1496.48 | 0 | 0 | 29.2101 | 0 | 39364.9 | 950 | 38445.3 | 38253.0352
4808 | 1989-07-20 07:00 | 406 | 423 | 190 | 21.1 | 2.1 | -9900 | 30.4826 | 83.8759 | 61.5162 | 0 |  | 406 | 202.842 | 186.909 | 0.15449 | 196.788 | 175.038 | 0.15449 | 185.91 | 167.463 | 0 | 346.305 | 346.106 | 85677.5 | 40.0385 | 85013.3 | 80186.9 | 79716.3 | 79716.3 | 78600.2 | 78510.9 | 1530.89 | 0 | 0 | 122.958 | 0 | 78387.9 | 949.999 | 76964.8 | 76579.9766
4809 | 1989-07-20 08:00 | 523 | 409 | 243 | 21.7 | 4.6 | -9900 | 43.077 | 91.6597 | 48.494 | 0 |  | 523 | 271.355 | 241.399 | 0.19902 | 264.918 | 226.012 | 0.19902 | 258.139 | 216.231 | 0 | 464.882 | 464.573 | 115009 | 44.3876 | 114857 | 106528 | 105964 | 105964 | 104481 | 104334 | 1550.78 | 0 | 0 | 229.493 | 0 | 104105 | 949.999 | 102416 | 101904.3281
4810 | 1989-07-20 09:00 | 609 | 312 | 351 | 22.2 | 3.1 | -9900 | 55.5996 | 101.503 | 35.4096 | 0 |  | 609 | 254.517 | 350.082 | 0.23174 | 248.69 | 327.641 | 0.23174 | 245.855 | 313.464 | 0 | 548.132 | 547.667 | 135576 | 50.8347 | 135764 | 122653 | 122045 | 122045 | 120337 | 120148 | 1563.98 | 0 | 0 | 313.371 | 0 | 119835 | 950 | 117862 | 117272.5078
4811 | 1989-07-20 10:00 | 620 | 299 | 343 | 23.3 | 4.1 | -9900 | 67.5137 | 117.461 | 22.5598 | 0 |  | 620 | 276.481 | 344.174 | 0.23593 | 267.663 | 322.041 | 0.23593 | 266.544 | 308.106 | 0 | 563.157 | 562.728 | 139307 | 51.4134 | 139553 | 125732 | 125354 | 125354 | 123599 | 123403 | 1576.33 | 0 | 0 | 339.03 | 0 | 123064 | 950 | 121031 | 120426.2266
4812 | 1989-07-20 11:00 | 672 | 292 | 388 | 23.3 | 5.2 | -9900 | 76.6102 | 153.877 | 11.4107 | 0 |  | 672 | 285.894 | 391.137 | 0.25572 | 278.672 | 365.894 | 0.25572 | 278.381 | 350.062 | 0 | 615.874 | 615.508 | 152372 | 52.5491 | 152805 | 137073 | 136645 | 136645 | 134732 | 134496 | 1561.54 | 0 | 0 | 387.826 | 0 | 134108 | 950 | 131872 | 131212.8594
4813 | 1989-07-20 12:00 | 309 | 10 | 300 | 22.8 | 4.1 | -9900 | 75.5367 | 214.766 | 11.0013 | 0 |  | 309 | 9.1205 | 298.677 | 0.11758 | 9.1075 | 279.333 | 0.11758 | 9.0988 | 267.247 | 0 | 270.819 | 270.753 | 67028.9 | 36.3266 | 66051.5 | 63253.2 | 63097.4 | 63097.4 | 62214 | 62164.9 | 1576.95 | 0 | 0 | 84.8606 | 0 | 62080 | 949.999 | 60800.7 | 60496.668
4814 | 1989-07-20 13:00 | 898 | 658 | 297 | 22.8 | 3.6 | -9900 | 65.6078 | 245.946 | 21.7462 | 0 |  | 898 | 612.385 | 303.303 | 0.34172 | 612.385 | 283.536 | 0.34172 | 610.009 | 271.269 | 0 | 863.653 | 863.584 | 213795 | 66.9367 | 214650 | 181030 | 180767 | 180767 | 178236 | 177849 | 1608.05 | 0 | 0 | 706.538 | 0 | 177142 | 950 | 173990 | 173119.8594
4815 | 1989-07-20 14:00 | 746 | 652 | 221 | 23.3 | 4.1 | -9900 | 53.5165 | 260.329 | 34.5105 | 0 |  | 746 | 537.448 | 226.999 | 0.28388 | 537.448 | 212.119 | 0.28388 | 531.673 | 202.943 | 0 | 719.923 | 719.828 | 178208 | 59.262 | 178937 | 156185 | 155913 | 155913 | 153730 | 153430 | 1585.83 | 0 | 0 | 517.681 | 0 | 152912 | 950 | 150308 | 149556.9062
4816 | 1989-07-20 15:00 | 570 | 618 | 164 | 23.3 | 4.1 | -9900 | 40.9526 | 269.656 | 47.5814 | 0 |  | 570 | 417.32 | 168.939 | 0.2169 | 336.344 | 157.796 | 0.2169 | 327.906 | 150.97 | 0 | 469.299 | 469.767 | 116290 | 46.7691 | 116180 | 105644 | 105278 | 105278 | 101718 | 101526 | 1418.76 | 0 | 0 | -553.679 | 0 | 102080 | 946.335 | 100356 | 99853.7578
4817 | 1989-07-20 16:00 | 381 | 578 | 105 | 22.8 | 4.1 | -9900 | 28.3644 | 277.263 | 60.6166 | 0 |  | 381 | 284.679 | 108.428 | 0.14498 | 220.504 | 101.212 | 0.14498 | 208.541 | 96.8345 | 0 | 299.268 | 299.3 | 74096 | 37.7528 | 73298.8 | 69271.4 | 68586 | 68586 | 65948.5 | 65851.5 | 1297.45 | 0 | 0 | -375.378 | 0 | 66226.9 | 949.259 | 64939.2 | 64614.4961
4818 | 1989-07-20 17:00 | 184 | 350 | 86 | 22.2 | 3.6 | -9900 | 15.9764 | 284.428 | 73.4471 | 0 |  | 184 | 101.305 | 87.6962 | 0.070018 | 26.7835 | 81.8159 | 0.070018 | 24.1777 | 78.2779 | 0 | 100.407 | 100.472 | 24869.9 | 27.335 | 23483.9 | 23179.4 | 23035.1 | 23035.1 | 22712.6 | 22700.4 | 1358.94 | 0 | 0 | 8.508 | 0 | 22691.9 | 950 | 21918.8 | 21809.2188
4819 | 1989-07-20 18:00 | 37 | 96 | 27 | 21.1 | 2.6 | -9900 | 3.9875 | 291.87 | 85.8528 | 0 |  | 37 | 8.3023 | 26.2842 | 0.01408 | 3.8615 | 24.4675 | 0.01408 | 2.552 | 23.41 | 0 | 25.4428 | 25.4183 | 6292.34 | 22.4596 | 5143.07 | 5189.01 | 5155.64 | 5155.64 | 5083.46 | 5083.02 | 1462.44 | 0 | 0 | 0.49689 | 0 | 5082.52 | 950 | 4839.44 | 4815.2427
4820 | 1989-07-20 19:00 | 0 | 0 | 0 | 20.6 | 3.6 | -9900
4821 | 1989-07-20 20:00 | 0 | 0 | 0 | 20 | 2.6 | -9900
4822 | 1989-07-20 21:00 | 0 | 0 | 0 | 20 | 2.1 | -9900
4823 | 1989-07-20 22:00 | 0 | 0 | 0 | 20 | 2.1 | -9900
4824 | 1989-07-20 23:00 | 0 | 0 | 0 | 20 | 2.6 | -9900
4825 | 1989-07-21 | 0 | 0 | 0 | 20 | 2.6 | -9900
4826 | 1989-07-21 01:00 | 0 | 0 | 0 | 20 | 2.1 | -9900
4827 | 1989-07-21 02:00 | 0 | 0 | 0 | 20 | 2.1 | -9900
4828 | 1989-07-21 03:00 | 0 | 0 | 0 | 20 | 1.5 | -9900
4829 | 1989-07-21 04:00 | 0 | 0 | 0 | 20 | 3.1 | -9900
4830 | 1989-07-21 05:00 | 21 | 1 | 21 | 20 | 3.6 | -9900 | 5.8872 | 69.4822 | 86.8333 | 0 |  | 21 | 0 | 20.9563 | 0.0079911 | 0 | 19.5945 | 0.0079911 | 0 | 18.7468 | 0 | 18.3719 | 18.362 | 4545.77 | 20.9385 | 3482.35 | 3530.84 | 3503.21 | 3503.21 | 3454.17 | 3454.01 | 1527.59 | 0 | 0 | 0.25293 | 0 | 3453.75 | 950 | 3284.51 | 3268.0842
4831 | 1989-07-21 06:00 | 193 | 250 | 116 | 20 | 3.6 | -9900 | 17.9546 | 76.859 | 74.4095 | 0 |  | 193 | 67.0638 | 112.59 | 0.073442 | 63.6838 | 105.453 | 0.073442 | 54.8762 | 100.889 | 0 | 152.65 | 152.565 | 37767.7 | 27.7974 | 36409.6 | 36004.6 | 35830.1 | 35830.1 | 35328.5 | 35310.3 | 1530.73 | 0 | 0 | 25.1182 | 0 | 35285.2 | 950 | 34409.4 | 34237.3945
4832 | 1989-07-21 07:00 | 122 | 3 | 121 | 20.6 | 4.1 | -9900 | 30.3856 | 84.0693 | 61.6017 | 0 |  | 122 | 0.9392 | 119.795 | 0.046425 | 0.91116 | 112.05 | 0.046425 | 0.86052 | 107.202 | 0 | 105.902 | 105.871 | 26210.1 | 25.8892 | 24779.8 | 24691.5 | 24613.7 | 24613.7 | 24269.1 | 24261.5 | 1565.4 | 0 | 0 | 12.9235 | 0 | 24248.6 | 950 | 23450 | 23332.7852
4833 | 1989-07-21 08:00 | 244 | 7 | 239 | 21.1 | 3.1 | -9900 | 42.9815 | 91.8894 | 48.5747 | 0 |  | 244 | 4.8465 | 236.652 | 0.092849 | 4.7328 | 221.377 | 0.092849 | 4.6111 | 211.798 | 0 | 212.081 | 211.929 | 52465.7 | 32.1807 | 51273.3 | 49885.5 | 49753.7 | 49753.7 | 49057.1 | 49026 | 1568.61 | 0 | 0 | 52.6504 | 0 | 48973.4 | 950 | 47886.8 | 47647.3867
4834 | 1989-07-21 09:00 | 355 | 17 | 341 | 21.7 | 3.1 | -9900 | 55.4976 | 101.794 | 35.4918 | 0 |  | 355 | 13.8138 | 338.305 | 0.13509 | 13.4912 | 316.466 | 0.13509 | 13.3366 | 302.773 | 0 | 309.788 | 309.665 | 76661.1 | 37.8908 | 75840.5 | 72189.1 | 72003.6 | 72003.6 | 70995.4 | 70930.5 | 1567.98 | 0 | 0 | 109.822 | 0 | 70820.6 | 949.999 | 69449.1 | 69101.8672
4835 | 1989-07-21 10:00 | 590 | 173 | 430 | 22.8 | 3.6 | -9900 | 67.3875 | 117.844 | 22.6581 | 0 |  | 590 | 159.732 | 430.056 | 0.22451 | 154.638 | 402.368 | 0.22451 | 153.986 | 384.957 | 0 | 528.164 | 527.8 | 130662 | 49.7752 | 130772 | 118684 | 118387 | 118387 | 116729 | 116554 | 1572.18 | 0 | 0 | 298.702 | 0 | 116256 | 950 | 114349 | 113777.3828
4836 | 1989-07-21 11:00 | 722 | 321 | 410 | 23.3 | 4.6 | -9900 | 76.4278 | 154.159 | 11.5696 | 0 |  | 722 | 314.146 | 413.275 | 0.27474 | 306.211 | 386.605 | 0.27474 | 305.882 | 369.877 | 0 | 662.244 | 661.866 | 163848 | 55.6225 | 164419 | 145564 | 145112 | 145112 | 143081 | 142812 | 1559.79 | 0 | 0 | 434.781 | 0 | 142378 | 950 | 139987 | 139286.6094
4837 | 1989-07-21 12:00 | 923 | 671 | 273 | 24.4 | 3.6 | -9900 | 75.3756 | 214.334 | 11.1519 | 0 |  | 923 | 658.848 | 278.739 | 0.35123 | 657.913 | 260.667 | 0.35123 | 657.268 | 249.39 | 0 | 888.525 | 888.394 | 219939 | 69.8047 | 220776 | 183719 | 183267 | 183267 | 180701 | 180294 | 1593.81 | 0 | 0 | 713.348 | 0 | 179581 | 950 | 176371 | 175489.5156
4838 | 1989-07-21 13:00 | 879 | 667 | 271 | 23.9 | 3.6 | -9900 | 65.5055 | 245.547 | 21.8283 | 0 |  | 879 | 619.671 | 277.362 | 0.33449 | 619.671 | 259.281 | 0.33449 | 617.248 | 248.064 | 0 | 848.006 | 847.899 | 209912 | 67.235 | 210774 | 177535 | 177266 | 177266 | 174783 | 174410 | 1607.95 | 0 | 0 | 680.617 | 0 | 173729 | 950 | 170656 | 169802.7656
4839 | 1989-07-21 14:00 | 532 | 287 | 301 | 23.9 | 3.6 | -9900 | 53.4356 | 260.031 | 34.5735 | 0 |  | 532 | 236.547 | 305.3 | 0.20244 | 236.547 | 285.356 | 0.20244 | 233.994 | 273.012 | 0 | 496.865 | 496.773 | 122984 | 49.2894 | 122969 | 111928 | 111709 | 111709 | 110144 | 109992 | 1578.74 | 0 | 0 | 265.722 | 0 | 109726 | 949.999 | 107951 | 107411.7109
4840 | 1989-07-21 15:00 | 509 | 406 | 243 | 22.8 | 4.1 | -9900 | 40.8767 | 269.419 | 47.642 | 0 |  | 509 | 273.518 | 247.926 | 0.19369 | 219.629 | 231.62 | 0.19369 | 214.096 | 221.602 | 0 | 426.984 | 426.865 | 105668 | 44.1258 | 105364 | 97348.3 | 97033.6 | 97033.6 | 95578.1 | 95417 | 1408.64 | 0 | 0 | 69.0174 | 0 | 95348 | 950 | 93736.1 | 93267.4688
4841 | 1989-07-21 16:00 | 365 | 376 | 186 | 22.8 | 4.1 | -9900 | 28.2855 | 277.06 | 60.682 | 0 |  | 365 | 184.726 | 188.367 | 0.13889 | 143.719 | 175.95 | 0.13889 | 135.895 | 168.34 | 0 | 298.151 | 298.389 | 73874.8 | 37.7073 | 73031.5 | 69319.2 | 68923 | 68923 | 67958 | 67869 | 1341.08 | 0 | 0 | 72.1127 | 0 | 67796.9 | 950 | 66468.2 | 66135.8984
4842 | 1989-07-21 17:00 | 176 | 332 | 83 | 22.2 | 4.1 | -9900 | 15.8895 | 284.246 | 73.5215 | 0 |  | 176 | 96.2264 | 84.6922 | 0.066973 | 25.2821 | 79.0111 | 0.066973 | 22.8107 | 75.5944 | 0 | 96.437 | 96.3643 | 23853.3 | 27.0143 | 22464.8 | 22210.1 | 22083.3 | 22083.3 | 21774.1 | 21762.8 | 1358.48 | 0 | 0 | 7.666 | 0 | 21755.2 | 950 | 20997.2 | 20892.2168
4843 | 1989-07-21 18:00 | 31 | 38 | 27 | 21.1 | 3.6 | -9900 | 3.8885 | 291.701 | 85.927 | 0 |  | 31 | 3.2616 | 26.3397 | 0.011796 | 1.5198 | 24.5524 | 0.011796 | 0.99748 | 23.4909 | 0 | 23.9986 | 23.9898 | 5938.96 | 22.3261 | 4801.77 | 4847.66 | 4817.3 | 4817.3 | 4749.86 | 4749.53 | 1482.88 | 0 | 0 | 0.45854 | 0 | 4749.07 | 950 | 4520.74 | 4498.1333
4844 | 1989-07-21 19:00 | 0 | 0 | 0 | 21.1 | 3.6 | -9900
4845 | 1989-07-21 20:00 | 0 | 0 | 0 | 20.6 | 3.1 | -9900
4846 | 1989-07-21 21:00 | 0 | 0 | 0 | 20.6 | 3.6 | -9900
4847 | 1989-07-21 22:00 | 0 | 0 | 0 | 20.6 | 2.6 | -9900
4848 | 1989-07-21 23:00 | 0 | 0 | 0 | 20 | 3.1 | -9900
4849 | 1989-07-22 | 0 | 0 | 0 | 20.6 | 3.1 | -9900
4850 | 1989-07-22 01:00 | 0 | 0 | 0 | 20.6 | 2.1 | -9900
4851 | 1989-07-22 02:00 | 0 | 0 | 0 | 20.6 | 3.1 | -9900
4852 | 1989-07-22 03:00 | 0 | 0 | 0 | 20.6 | 3.1 | -9900
4853 | 1989-07-22 04:00 | 0 | 0 | 0 | 20.6 | 3.1 | -9900
4854 | 1989-07-22 05:00 | 27 | 7 | 27 | 20.6 | 2.1 | -9900 | 5.7719 | 69.6441 | 86.9405 | 0 |  | 27 | 0 | 26.6302 | 0.010274 | 0 | 24.91 | 0.010274 | 0 | 23.8322 | 0 | 23.3556 | 23.3523 | 5781.23 | 21.8778 | 4650.95 | 4702.88 | 4674.88 | 4674.88 | 4609.43 | 4609.14 | 1531.95 | 0 | 0 | 0.45027 | 0 | 4608.69 | 950 | 4387 | 4365.0688
4855 | 1989-07-22 06:00 | 131 | 1 | 131 | 20.6 | 3.6 | -9900 | 17.8499 | 77.036 | 74.5043 | 0 |  | 131 | 0 | 128.316 | 0.049849 | 0 | 120.078 | 0.049849 | 0 | 114.882 | 0 | 112.585 | 112.539 | 27860.7 | 26.3517 | 26435 | 26294.2 | 26211.7 | 26211.7 | 25844.7 | 25836.1 | 1571.03 | 0 | 0 | 14.7542 | 0 | 25821.4 | 950 | 25002.7 | 24877.7012
4856 | 1989-07-22 07:00 | 235 | 11 | 229 | 21.1 | 3.1 | -9900 | 30.2876 | 84.2693 | 61.6877 | 0 |  | 235 | 5.636 | 225.675 | 0.089425 | 5.4652 | 211.156 | 0.089425 | 5.1599 | 202.019 | 0 | 203.035 | 202.946 | 50242 | 31.711 | 49020.4 | 47777.3 | 47652.6 | 47652.6 | 46985.4 | 46956.9 | 1566.86 | 0 | 0 | 48.2297 | 0 | 46908.6 | 950 | 45861.4 | 45632.0977
4857 | 1989-07-22 08:00 | 421 | 171 | 304 | 21.7 | 4.1 | -9900 | 42.8851 | 92.1268 | 48.6559 | 0 |  | 421 | 113.431 | 301.028 | 0.1602 | 110.744 | 281.739 | 0.1602 | 107.884 | 269.548 | 0 | 369.883 | 369.74 | 91532.5 | 40.1719 | 90967.6 | 85815.1 | 85486 | 85486 | 84289.2 | 84196.2 | 1568.28 | 0 | 0 | 154.513 | 0 | 84041.7 | 949.999 | 82585.8 | 82172.8672
4858 | 1989-07-22 09:00 | 776 | 778 | 134 | 22.8 | 3.6 | -9900 | 55.3941 | 102.093 | 35.5749 | 0 |  | 776 | 633.59 | 135.166 | 0.29529 | 618.653 | 126.54 | 0.29529 | 611.523 | 121.064 | 0 | 717.936 | 717.275 | 177556 | 59.459 | 178252 | 154977 | 153809 | 153809 | 151656 | 151348 | 1546.08 | 0 | 0 | 491.374 | 0 | 150856 | 950 | 148278 | 147536.2812
4859 | 1989-07-22 10:00 | 938 | 897 | 110 | 23.3 | 4.6 | -9900 | 67.2586 | 118.238 | 22.7583 | 0 |  | 938 | 826.786 | 111.08 | 0.35694 | 800.423 | 103.942 | 0.35694 | 797.015 | 99.4442 | 0 | 878.529 | 877.766 | 217293 | 66.166 | 218039 | 183536 | 182918 | 182918 | 180355 | 179920 | 1544.85 | 0 | 0 | 700.275 | 0 | 179219 | 950 | 176009 | 175128.75
4860 | 1989-07-22 11:00 | 1001 | 912 | 114 | 23.3 | 5.2 | -9900 | 76.2407 | 154.451 | 11.7327 | 0 |  | 1001 | 893.294 | 115.325 | 0.38091 | 869.479 | 107.884 | 0.38091 | 868.52 | 103.216 | 0 | 952.301 | 951.242 | 235472 | 68.5033 | 236104 | 196696 | 195641 | 195641 | 192902 | 192394 | 1546.18 | 4320.03 | 0 | 761.61 | 0 | 191633 | 950 | 183811 | 182892.1719
4861 | 1989-07-22 12:00 | 1000 | 916 | 113 | 23.3 | 5.2 | -9900 | 75.2077 | 213.908 | 11.3095 | 0 |  | 1000 | 899.282 | 114.804 | 0.38053 | 898.005 | 107.364 | 0.38053 | 897.1 | 102.718 | 0 | 979.822 | 979.732 | 242552 | 69.8571 | 243221 | 202298 | 201748 | 201748 | 198924 | 198427 | 1589.43 | 4640.39 | 0 | 860 | 0 | 197567 | 950 | 189285 | 188339.0156
4862 | 1989-07-22 13:00 | 925 | 896 | 109 | 23.3 | 5.2 | -9900 | 65.397 | 245.143 | 21.9163 | 0 |  | 925 | 831.878 | 111.376 | 0.35199 | 831.878 | 104.125 | 0.35199 | 828.598 | 99.6202 | 0 | 909.654 | 909.653 | 225199 | 66.5269 | 226014 | 190959 | 190675 | 190675 | 188004 | 187559 | 1592.82 | 0 | 0 | 772.74 | 0 | 186786 | 950 | 183407 | 182490.2969
4863 | 1989-07-22 14:00 | 802 | 872 | 101 | 23.3 | 5.2 | -9900 | 53.3494 | 259.728 | 34.6416 | 0 |  | 802 | 718.049 | 103.734 | 0.30518 | 718.049 | 96.9511 | 0.30518 | 710.264 | 92.757 | 0 | 786.961 | 786.888 | 194809 | 60.6931 | 195639 | 169687 | 169422 | 169422 | 167050 | 166694 | 1581.2 | 0 | 0 | 609.226 | 0 | 166084 | 950 | 163189 | 162372.9062
4864 | 1989-07-22 15:00 | 629 | 826 | 88 | 23.3 | 2.6 | -9900 | 40.7958 | 269.177 | 47.7073 | 0 |  | 629 | 556.505 | 90.7676 | 0.23935 | 445.062 | 84.8037 | 0.23935 | 433.8 | 81.1354 | 0 | 504.637 | 504.512 | 124879 | 50.2853 | 124938 | 111049 | 110455 | 110455 | 104433 | 104209 | 1419.52 | 0 | 0 | -363.042 | 324.639 | 104248 | 941.334 | 102469 | 101956.2578
4865 | 1989-07-22 16:00 | 425 | 747 | 70 | 23.3 | 4.1 | -9900 | 28.2018 | 276.853 | 60.7519 | 0 |  | 425 | 366.557 | 72.7674 | 0.16173 | 286.538 | 67.9217 | 0.16173 | 270.884 | 64.9843 | 0 | 329.151 | 329.481 | 81579.3 | 39.7606 | 80947.2 | 75634.5 | 75233 | 75233 | 71482.6 | 71366.9 | 1296.17 | 0 | 0 | -189.583 | 0 | 71556.5 | 941.405 | 70258.5 | 69907.2031
4866 | 1989-07-22 17:00 | 209 | 584 | 48 | 21.7 | 5.2 | -9900 | 15.7977 | 284.061 | 73.6006 | 0 |  | 209 | 166.747 | 49.7988 | 0.079531 | 43.7026 | 46.4347 | 0.079531 | 39.405 | 44.4269 | 0 | 82.1553 | 82.4129 | 20397.3 | 25.6163 | 19127.3 | 18839.2 | 18670.6 | 18670.6 | 17934.8 | 17921 | 1221.69 | 0 | 0 | -102.653 | 0 | 18023.6 | 950 | 17387 | 17300.0254
4867 | 1989-07-22 18:00 | 45 | 204 | 23 | 21.1 | 3.6 | -9900 | 3.7845 | 291.529 | 86.0053 | 0 |  | 45 | 17.5949 | 22.2602 | 0.017124 | 8.2177 | 20.6862 | 0.017124 | 5.3529 | 19.7925 | 0 | 24.6425 | 24.6096 | 6091.65 | 22.3578 | 4966.61 | 5007.81 | 4967.01 | 4967.01 | 4897.47 | 4896.86 | 1320.5 | 0 | 0 | 0.39583 | 0 | 4896.46 | 950 | 4662.47 | 4639.1538
4868 | 1989-07-22 19:00 | 0 | 0 | 0 | 20.6 | 4.1 | -9900
4869 | 1989-07-22 20:00 | 0 | 0 | 0 | 20.6 | 3.1 | -9900
4870 | 1989-07-22 21:00 | 0 | 0 | 0 | 20.6 | 2.6 | -9900
4871 | 1989-07-22 22:00 | 0 | 0 | 0 | 20.6 | 2.6 | -9900
4872 | 1989-07-22 23:00 | 0 | 0 | 0 | 20.6 | 3.1 | -9900
4873 | 1989-07-23 | 0 | 0 | 0 | 20.6 | 3.1 | -9900
4874 | 1989-07-23 01:00 | 0 | 0 | 0 | 20.6 | 3.1 | -9900
4875 | 1989-07-23 02:00 | 0 | 0 | 0 | 20 | 3.1 | -9900
4876 | 1989-07-23 03:00 | 0 | 0 | 0 | 20 | 2.6 | -9900
4877 | 1989-07-23 04:00 | 0 | 0 | 0 | 20 | 3.1 | -9900
4878 | 1989-07-23 05:00 | 58 | 328 | 24 | 20 | 3.1 | -9900 | 5.6554 | 69.8118 | 87.0485 | 0 |  | 58 | 17.7464 | 20.8178 | 0.022071 | 13.085 | 19.5887 | 0.022071 | 5.2253 | 18.7401 | 0 | 23.4861 | 23.4562 | 5806.07 | 21.2264 | 4701.46 | 4757.86 | 4695.18 | 4695.18 | 4629.45 | 4628.71 | 1280.82 | 0 | 0 | 0.3021 | 0 | 4628.41 | 950 | 4409.42 | 4387.3745
4879 | 1989-07-23 06:00 | 223 | 356 | 114 | 21.7 | 3.1 | -9900 | 17.7442 | 77.219 | 74.5998 | 0 |  | 223 | 94.8786 | 110.292 | 0.084858 | 90.082 | 103.339 | 0.084858 | 77.4161 | 98.8661 | 0 | 172.757 | 172.733 | 42760.1 | 30.7313 | 41454.5 | 40525 | 40295.7 | 40295.7 | 39731.6 | 39706.8 | 1498.86 | 0 | 0 | 29.8174 | 0 | 39676.9 | 950 | 38750.7 | 38556.9258
4880 | 1989-07-23 07:00 | 461 | 788 | 63 | 22.8 | 3.6 | -9900 | 30.1887 | 84.4759 | 61.7741 | 0 |  | 461 | 373.91 | 63.0367 | 0.17542 | 362.576 | 59.0334 | 0.17542 | 342.213 | 56.4786 | 0 | 390.717 | 390.27 | 96605 | 42.7462 | 96143 | 89632.3 | 88860.6 | 88860.6 | 87616.4 | 87496.1 | 1503.05 | 0 | 0 | 141.807 | 0 | 87354.3 | 949.999 | 85867.8 | 85438.4922
4881 | 1989-07-23 08:00 | 664 | 859 | 79 | 23.9 | 4.6 | -9900 | 42.7876 | 92.3716 | 48.7377 | 0 |  | 664 | 567.274 | 79.5227 | 0.25267 | 553.708 | 74.4492 | 0.25267 | 539.338 | 71.2274 | 0 | 598.354 | 597.79 | 147984 | 53.0933 | 148360 | 132602 | 131612 | 131612 | 129770 | 129531 | 1526.56 | 0 | 0 | 339.51 | 0 | 129192 | 950 | 127038 | 126402.8516
4882 | 1989-07-23 09:00 | 820 | 887 | 89 | 23.9 | 5.7 | -9900 | 55.2891 | 102.402 | 35.6588 | 0 |  | 820 | 721.579 | 89.8598 | 0.31204 | 704.405 | 84.1061 | 0.31204 | 696.242 | 80.4667 | 0 | 761.174 | 760.414 | 188236 | 59.2222 | 188998 | 164468 | 163202 | 163202 | 160916 | 160560 | 1533.13 | 0 | 0 | 535.919 | 0 | 160024 | 950 | 157254 | 156467.5938
4883 | 1989-07-23 10:00 | 943 | 918 | 96 | 24.4 | 6.2 | -9900 | 67.127 | 118.642 | 22.8604 | 0 |  | 943 | 845.942 | 97.0904 | 0.35884 | 817.993 | 90.8515 | 0.35884 | 814.478 | 86.9203 | 0 | 883.37 | 882.181 | 218385 | 64.4568 | 219124 | 185918 | 185331 | 185331 | 182736 | 182270 | 1515.49 | 169.507 | 0 | 705.428 | 0 | 181565 | 950 | 178130 | 177238.9375
4884 | 1989-07-23 11:00 | 1001 | 927 | 99 | 24.4 | 7.2 | -9900 | 76.0489 | 154.753 | 11.9001 | 0 |  | 1001 | 908.603 | 100.311 | 0.38091 | 884.382 | 93.8395 | 0.38091 | 883.38 | 89.7793 | 0 | 953.696 | 952.859 | 235872 | 65.7415 | 236498 | 199615 | 198544 | 198544 | 195764 | 195241 | 1545.25 | 5860.22 | 0 | 783.19 | 0 | 194458 | 950 | 185028 | 184102.625
4885 | 1989-07-23 12:00 | 994 | 925 | 99 | 24.4 | 6.2 | -9900 | 75.0331 | 213.489 | 11.474 | 0 |  | 994 | 907.609 | 100.735 | 0.37825 | 906.32 | 94.2063 | 0.37825 | 905.38 | 90.1305 | 0 | 975.601 | 975.53 | 241514 | 68.6954 | 242194 | 202542 | 201984 | 201984 | 199155 | 198661 | 1599.97 | 4838.67 | 0 | 862.458 | 0 | 197799 | 950 | 189313 | 188366.1094
4886 | 1989-07-23 13:00 | 930 | 917 | 95 | 23.9 | 7.2 | -9900 | 65.2823 | 244.735 | 22.0105 | 0 |  | 930 | 851.474 | 97.227 | 0.35389 | 851.474 | 90.8973 | 0.35389 | 848.086 | 86.9649 | 0 | 916.35 | 916.281 | 226844 | 63.6545 | 227650 | 194860 | 194579 | 194579 | 191855 | 191396 | 1590.28 | 527.369 | 0 | 810.953 | 0 | 190585 | 950 | 186587 | 185654.0781
4887 | 1989-07-23 14:00 | 760 | 848 | 79 | 23.3 | 7.7 | -9900 | 53.2578 | 259.42 | 34.7148 | 0 |  | 760 | 697.781 | 81.3621 | 0.2892 | 697.781 | 76.0416 | 0.2892 | 690.178 | 72.7521 | 0 | 747.672 | 747.714 | 185110 | 55.0112 | 185888 | 165251 | 164977 | 164977 | 162667 | 162329 | 1587.76 | 0 | 0 | 578.373 | 0 | 161751 | 950 | 158953 | 158157.9688
4888 | 1989-07-23 15:00 | 664 | 792 | 146 | 22.2 | 5.7 | -9900 | 40.7099 | 268.93 | 47.7774 | 0 |  | 664 | 533.057 | 150.808 | 0.25267 | 424.719 | 140.853 | 0.25267 | 413.921 | 134.76 | 0 | 537.707 | 538.542 | 133301 | 47.216 | 133440 | 120661 | 119942 | 119942 | 114745 | 114481 | 1406.95 | 0 | 0 | -534.74 | 0 | 115015 | 942.806 | 113051 | 112485.875
4889 | 1989-07-23 16:00 | 419 | 638 | 117 | 21.7 | 6.2 | -9900 | 28.1132 | 276.642 | 60.8264 | 0 |  | 419 | 312.008 | 120.636 | 0.15944 | 244.661 | 112.618 | 0.15944 | 231.24 | 107.747 | 0 | 332.207 | 332.641 | 82358.3 | 36.8041 | 81694.5 | 77531.7 | 76956.8 | 76956.8 | 74452 | 74335.2 | 1311.01 | 0 | 0 | -327.459 | 0 | 74662.6 | 948.642 | 73309.8 | 72943.2969
4890 | 1989-07-23 17:00 | 160 | 297 | 78 | 21.1 | 5.7 | -9900 | 15.7011 | 283.871 | 73.6843 | 0 |  | 160 | 85.0127 | 79.686 | 0.060885 | 22.8837 | 74.3368 | 0.060885 | 20.592 | 71.1224 | 0 | 89.8801 | 89.9561 | 22265.7 | 25.2786 | 20875.7 | 20787.1 | 20669.5 | 20669.5 | 20380.1 | 20369.5 | 1255.66 | 0 | 0 | 5.7569 | 0 | 20363.7 | 950 | 19630.8 | 19532.6465
4891 | 1989-07-23 18:00 | 39 | 57 | 33 | 20.6 | 4.6 | -9900 | 3.6755 | 291.353 | 86.0877 | 0 |  | 39 | 4.6999 | 31.8107 | 0.014841 | 2.2033 | 29.6244 | 0.014841 | 1.4234 | 28.3439 | 0 | 29.172 | 29.1556 | 7217.68 | 22.0238 | 6026.01 | 6091.23 | 6058.24 | 6058.24 | 5973.43 | 5972.9 | 1512.12 | 0 | 0 | 0.73296 | 0 | 5972.17 | 950 | 5690.54 | 5662.0923
4892 | 1989-07-23 19:00 | 0 | 0 | 0 | 20.6 | 4.1 | -9900
4893 | 1989-07-23 20:00 | 0 | 0 | 0 | 20.6 | 4.1 | -9900
4894 | 1989-07-23 21:00 | 0 | 0 | 0 | 20.6 | 3.6 | -9900
4895 | 1989-07-23 22:00 | 0 | 0 | 0 | 20 | 2.6 | -9900
4896 | 1989-07-23 23:00 | 0 | 0 | 0 | 20 | 3.1 | -9900
4897 | 1989-07-24 | 0 | 0 | 0 | 20 | 3.1 | -9900
4898 | 1989-07-24 01:00 | 0 | 0 | 0 | 20 | 3.1 | -9900
4899 | 1989-07-24 02:00 | 0 | 0 | 0 | 20 | 2.6 | -9900
4900 | 1989-07-24 03:00 | 0 | 0 | 0 | 20 | 4.1 | -9900
4901 | 1989-07-24 04:00 | 0 | 0 | 0 | 20 | 3.6 | -9900
4902 | 1989-07-24 05:00 | 28 | 1 | 28 | 20 | 3.1 | -9900 | 5.5377 | 69.9855 | 87.1575 | 0 |  | 28 | 0 | 27.5071 | 0.010655 | 0 | 25.7341 | 0.010655 | 0 | 24.6206 | 0 | 24.1282 | 24.1151 | 5970.01 | 21.2609 | 4830.54 | 4895.48 | 4866.74 | 4866.74 | 4798.61 | 4798.3 | 1544.32 | 0 | 0 | 0.49959 | 0 | 4797.8 | 950 | 4567.7 | 4544.8623
4903 | 1989-07-24 06:00 | 113 | 16 | 108 | 20.6 | 3.6 | -9900 | 17.6377 | 77.4081 | 74.6958 | 0 |  | 113 | 4.351 | 106.18 | 0.043 | 4.1307 | 99.3455 | 0.043 | 3.545 | 95.0469 | 0 | 96.6201 | 96.5675 | 23906.6 | 25.5354 | 22474.3 | 22424 | 22352.5 | 22352.5 | 22039.5 | 22033.2 | 1568.9 | 0 | 0 | 10.6665 | 0 | 22022.6 | 950 | 21260 | 21153.6895
4904 | 1989-07-24 07:00 | 163 | 19 | 153 | 20.6 | 5.2 | -9900 | 30.089 | 84.689 | 61.861 | 0 |  | 163 | 9.3963 | 151.267 | 0.062026 | 9.1113 | 141.503 | 0.062026 | 8.5969 | 135.38 | 0 | 141.097 | 141.049 | 34918.2 | 27.3027 | 33532.2 | 33234.9 | 33135.1 | 33135.1 | 32671.2 | 32657.3 | 1561.33 | 0 | 0 | 23.2576 | 0 | 32634 | 950 | 31771.1 | 31612.2812
4905 | 1989-07-24 08:00 | 213 | 6 | 208 | 20.6 | 4.6 | -9900 | 42.6892 | 92.6237 | 48.8199 | 0 |  | 213 | 4.8495 | 206.039 | 0.081053 | 4.7325 | 192.732 | 0.081053 | 4.6091 | 184.393 | 0 | 185.222 | 185.133 | 45832.5 | 29.6411 | 44555.7 | 43770.4 | 43655.8 | 43655.8 | 43044.7 | 43021.1 | 1577.96 | 0 | 0 | 40.6603 | 0 | 42980.4 | 950 | 42010.8 | 41800.7617
4906 | 1989-07-24 09:00 | 287 | 46 | 249 | 21.7 | 5.2 | -9900 | 55.1825 | 102.719 | 35.7437 | 0 |  | 287 | 37.5186 | 250.798 | 0.10921 | 36.6172 | 234.586 | 0.10921 | 36.1905 | 224.436 | 0 | 255.414 | 255.335 | 63210.3 | 33.8336 | 62174.1 | 60115.2 | 59922.8 | 59922.8 | 59083.9 | 59038.5 | 1563.15 | 0 | 0 | 75.6963 | 0 | 58962.8 | 949.999 | 57719.5 | 57430.8867
4907 | 1989-07-24 10:00 | 797 | 468 | 366 | 22.8 | 5.7 | -9900 | 66.9927 | 119.057 | 22.9645 | 0 |  | 797 | 430.559 | 368.304 | 0.30328 | 416.235 | 344.658 | 0.30328 | 414.43 | 329.745 | 0 | 729.291 | 728.711 | 180397 | 56.6496 | 181107 | 159487 | 159030 | 159030 | 156803 | 156480 | 1556.69 | 0 | 0 | 534.639 | 0 | 155946 | 950 | 153267 | 152500.5
4908 | 1989-07-24 11:00 | 934 | 703 | 251 | 23.3 | 6.7 | -9900 | 75.8525 | 155.065 | 12.0718 | 0 |  | 934 | 688.159 | 255.483 | 0.35541 | 668.851 | 239.021 | 0.35541 | 668.071 | 228.679 | 0 | 878.815 | 878.085 | 217371 | 62.2739 | 218137 | 187229 | 186135 | 186135 | 183528 | 183072 | 1537.11 | 179.118 | 0 | 692.838 | 0 | 182379 | 950 | 178918 | 178023.875
4909 | 1989-07-24 12:00 | 867 | 616 | 272 | 22.8 | 5.7 | -9900 | 74.8518 | 213.076 | 11.6456 | 0 |  | 867 | 603.531 | 277.873 | 0.32992 | 601.818 | 259.86 | 0.32992 | 601.175 | 248.618 | 0 | 832.797 | 832.633 | 206132 | 61.4769 | 206988 | 178873 | 178607 | 178607 | 176106 | 175727 | 1605.12 | 0 | 0 | 684.688 | 0 | 175042 | 950 | 171939 | 171078.8906
4910 | 1989-07-24 13:00 | 854 | 682 | 235 | 22.8 | 6.2 | -9900 | 65.1615 | 244.322 | 22.1108 | 0 |  | 854 | 631.385 | 241.324 | 0.32497 | 631.385 | 225.588 | 0.32497 | 628.85 | 215.829 | 0 | 827.785 | 827.711 | 204912 | 60.3835 | 205770 | 178723 | 178446 | 178446 | 175948 | 175563 | 1591.55 | 0 | 0 | 681.159 | 0 | 174882 | 950 | 171782 | 170923.5781
4911 | 1989-07-24 14:00 | 750 | 629 | 245 | 22.2 | 5.7 | -9900 | 53.1608 | 259.107 | 34.7932 | 0 |  | 750 | 517.611 | 251.229 | 0.2854 | 517.611 | 234.77 | 0.2854 | 511.941 | 224.615 | 0 | 721.825 | 721.725 | 178676 | 55.7251 | 179409 | 159006 | 158734 | 158734 | 156511 | 156205 | 1596.42 | 0 | 0 | 539.728 | 0 | 155666 | 950 | 153001 | 152236.0156
4912 | 1989-07-24 15:00 | 455 | 247 | 293 | 21.1 | 5.7 | -9900 | 40.619 | 268.678 | 47.8522 | 0 |  | 455 | 166.777 | 297.071 | 0.17314 | 132.383 | 277.582 | 0.17314 | 129.001 | 265.575 | 0 | 386.684 | 386.678 | 95722 | 39.0617 | 95237.6 | 90057.7 | 89761.8 | 89761.8 | 88505.1 | 88377.7 | 1440.4 | 0 | 0 | 144.068 | 0 | 88233.6 | 950 | 86731.2 | 86297.5938
4913 | 1989-07-24 16:00 | 328 | 300 | 186 | 20.6 | 5.2 | -9900 | 28.0197 | 276.427 | 60.9055 | 0 |  | 328 | 146.791 | 188.454 | 0.12481 | 115.353 | 176.03 | 0.12481 | 108.996 | 168.416 | 0 | 271.864 | 271.905 | 67315.9 | 33.521 | 66361.1 | 64092.1 | 63687.6 | 63687.6 | 62795.9 | 62727.7 | 1390.4 | 0 | 0 | 68.7638 | 0 | 62659 | 950 | 61386.9 | 61079.9492
4914 | 1989-07-24 17:00 | 154 | 193 | 101 | 20 | 5.2 | -9900 | 15.5995 | 283.678 | 73.7726 | 0 |  | 154 | 55.0048 | 102.185 | 0.058602 | 15.284 | 95.3852 | 0.058602 | 13.7251 | 91.26 | 0 | 102.885 | 102.851 | 25460.5 | 24.8875 | 24043.2 | 24023.5 | 23898.8 | 23898.8 | 23564.2 | 23554.1 | 1376.49 | 0 | 0 | 9.8234 | 0 | 23544.3 | 950 | 22746.3 | 22632.5254
4915 | 1989-07-24 18:00 | 27 | 2 | 27 | 19.4 | 4.1 | -9900 | 3.5615 | 291.174 | 86.1742 | 0 |  | 27 | 0 | 26.3997 | 0.010274 | 0 | 24.6507 | 0.010274 | 0 | 23.5845 | 0 | 23.1128 | 23.1023 | 5719.26 | 20.5542 | 4591.6 | 4664.57 | 4635.48 | 4635.48 | 4570.58 | 4570.31 | 1553.67 | 0 | 0 | 0.45108 | 0 | 4569.86 | 950 | 4349.76 | 4328.0073
4916 | 1989-07-24 19:00 | 0 | 0 | 0 | 18.9 | 4.6 | -9900
4917 | 1989-07-24 20:00 | 0 | 0 | 0 | 18.9 | 3.1 | -9900
4918 | 1989-07-24 21:00 | 0 | 0 | 0 | 19.4 | 3.1 | -9900
4919 | 1989-07-24 22:00 | 0 | 0 | 0 | 19.4 | 4.1 | -9900
4920 | 1989-07-24 23:00 | 0 | 0 | 0 | 19.4 | 2.6 | -9900
4921 | 1989-07-25 | 0 | 0 | 0 | 19.4 | 3.1 | -9900
4922 | 1989-07-25 01:00 | 0 | 0 | 0 | 19.4 | 3.1 | -9900
4923 | 1989-07-25 02:00 | 0 | 0 | 0 | 19.4 | 2.6 | -9900
4924 | 1989-07-25 03:00 | 0 | 0 | 0 | 18.9 | 2.1 | -9900
4925 | 1989-07-25 04:00 | 0 | 0 | 0 | 18.9 | 2.6 | -9900
4926 | 1989-07-25 05:00 | 18 | 4 | 18 | 18.9 | 0 | -9900 | 5.419 | 70.1649 | 87.2672 | 0 |  | 18 | 0 | 18.0349 | 0.0068495 | 0 | 16.8603 | 0.0068495 | 0 | 16.1309 | 0 | 15.8083 | 15.8007 | 3911.71 | 19.8513 | 2888.91 | 2937.74 | 2915.63 | 2915.63 | 2874.82 | 2874.7 | 1490.18 | 0 | 0 | 0.16966 | 0 | 2874.53 | 950 | 2732.38 | 2718.7185
4927 | 1989-07-25 06:00 | 74 | 4 | 73 | 19.4 | 2.1 | -9900 | 17.5303 | 77.6032 | 74.7923 | 0 |  | 74 | 0.86997 | 72.199 | 0.028159 | 0.82568 | 67.5317 | 0.028159 | 0.70762 | 64.6098 | 0 | 64.0111 | 63.9889 | 15841.2 | 22.9014 | 14450.7 | 14564.1 | 14511.8 | 14511.8 | 14308.6 | 14305.9 | 1542.03 | 0 | 0 | 4.4105 | 0 | 14301.5 | 950 | 13720.5 | 13651.9434
4928 | 1989-07-25 07:00 | 191 | 6 | 188 | 20 | 3.1 | -9900 | 29.9885 | 84.9085 | 61.9483 | 0 |  | 191 | 2.8194 | 185.593 | 0.072681 | 2.7332 | 173.632 | 0.072681 | 2.5781 | 166.119 | 0 | 165.323 | 165.254 | 40911.1 | 28.6403 | 39579.7 | 39027.5 | 38931.5 | 38931.5 | 38386.4 | 38367.4 | 1570.15 | 0 | 0 | 32.1803 | 0 | 38335.2 | 950 | 37438.2 | 37251.0117
4929 | 1989-07-25 08:00 | 271 | 10 | 264 | 20.6 | 2.1 | -9900 | 42.5897 | 92.8832 | 48.9027 | 0 |  | 271 | 6.7909 | 261.348 | 0.10312 | 6.6255 | 244.489 | 0.10312 | 6.4519 | 233.911 | 0 | 235.555 | 235.463 | 58292.7 | 33.4842 | 57182.6 | 55357.8 | 55211.2 | 55211.2 | 54438.2 | 54399.8 | 1572.04 | 0 | 0 | 64.6574 | 0 | 54335.2 | 950 | 53150.8 | 52885.0625
4930 | 1989-07-25 09:00 | 668 | 415 | 328 | 22.2 | 2.6 | -9900 | 55.0745 | 103.045 | 35.8295 | 0 |  | 668 | 335.771 | 328.027 | 0.25419 | 327.391 | 307.045 | 0.25419 | 323.555 | 293.758 | 0 | 604.967 | 604.606 | 149671 | 54.5391 | 150065 | 133415 | 132699 | 132699 | 130841 | 130613 | 1552.11 | 0 | 0 | 364.335 | 0 | 130249 | 950 | 128076 | 127435.5938
4931 | 1989-07-25 10:00 | 929 | 821 | 173 | 23.3 | 4.1 | -9900 | 66.8557 | 119.482 | 23.0706 | 0 |  | 929 | 755.402 | 175.172 | 0.35351 | 729.751 | 163.938 | 0.35351 | 726.555 | 156.844 | 0 | 865.731 | 864.98 | 214127 | 66.5136 | 214881 | 180603 | 180070 | 180070 | 177548 | 177129 | 1542.18 | 0 | 0 | 680.367 | 0 | 176448 | 950 | 173302 | 172435.8438
4932 | 1989-07-25 11:00 | 983 | 829 | 178 | 23.9 | 5.2 | -9900 | 75.6515 | 155.384 | 12.2477 | 0 |  | 983 | 811.275 | 181.136 | 0.37406 | 788.513 | 169.462 | 0.37406 | 787.568 | 162.129 | 0 | 930.703 | 929.839 | 230183 | 68.0861 | 230861 | 192754 | 191544 | 191544 | 188862 | 188375 | 1539.26 | 2290.31 | 0 | 732.502 | 0 | 187643 | 950 | 181946 | 181036.3281
4933 | 1989-07-25 12:00 | 976 | 826 | 178 | 23.3 | 5.2 | -9900 | 74.6639 | 212.67 | 11.824 | 0 |  | 976 | 809.647 | 182.045 | 0.3714 | 807.349 | 170.245 | 0.3714 | 806.46 | 162.879 | 0 | 949.952 | 949.765 | 235131 | 68.4331 | 235869 | 197463 | 197183 | 197183 | 194422 | 193950 | 1595.29 | 2350.05 | 0 | 825.447 | 0 | 193125 | 950 | 187242 | 186305.4844
4934 | 1989-07-25 13:00 | 913 | 792 | 194 | 23.9 | 5.2 | -9900 | 65.0343 | 243.907 | 22.2172 | 0 |  | 913 | 733.593 | 198.766 | 0.34742 | 733.593 | 185.814 | 0.34742 | 730.617 | 177.775 | 0 | 890.225 | 890.137 | 220366 | 66.1995 | 221205 | 187195 | 186919 | 186919 | 184300 | 183879 | 1601.92 | 0 | 0 | 752.676 | 0 | 183127 | 950 | 179835 | 178935.625
4935 | 1989-07-25 14:00 | 778 | 719 | 202 | 23.3 | 4.6 | -9900 | 53.0583 | 258.79 | 34.8769 | 0 |  | 778 | 590.58 | 208.031 | 0.29605 | 590.58 | 194.39 | 0.29605 | 584.075 | 185.981 | 0 | 754.655 | 754.595 | 186813 | 60.151 | 187604 | 163112 | 162856 | 162856 | 160576 | 160249 | 1589.49 | 0 | 0 | 561.581 | 0 | 159687 | 950 | 156934 | 156149.0156
4936 | 1989-07-25 15:00 | 582 | 609 | 185 | 22.2 | 5.2 | -9900 | 40.523 | 268.422 | 47.9318 | 0 |  | 582 | 408.88 | 190.237 | 0.22147 | 323.741 | 177.702 | 0.22147 | 315.427 | 170.015 | 0 | 475.734 | 475.648 | 117736 | 44.8029 | 117643 | 107904 | 107487 | 107487 | 104123 | 103923 | 1416.36 | 0 | 0 | -587.569 | 0 | 104510 | 947.06 | 102740 | 102226.7578
4937 | 1989-07-25 16:00 | 395 | 593 | 116 | 21.7 | 5.2 | -9900 | 27.9212 | 276.208 | 60.9893 | 0 |  | 395 | 288.588 | 119.673 | 0.15031 | 228.278 | 111.718 | 0.15031 | 215.645 | 106.886 | 0 | 316.081 | 316.215 | 78292 | 36.7266 | 77555.6 | 73668.9 | 73292.5 | 73292.5 | 71076.3 | 70978.2 | 1350.57 | 0 | 0 | -299.954 | 0 | 71278.1 | 948.815 | 69952.1 | 69602.3281
4938 | 1989-07-25 17:00 | 183 | 403 | 74 | 21.1 | 4.1 | -9900 | 15.4931 | 283.482 | 73.8655 | 0 |  | 183 | 113.246 | 75.6833 | 0.069637 | 31.9716 | 70.5996 | 0.069637 | 28.6643 | 67.5468 | 0 | 94.2868 | 94.4413 | 23375.8 | 25.8182 | 22009.6 | 21813.9 | 21623.8 | 21623.8 | 21275.7 | 21262 | 1201.76 | 0 | 0 | 2.5827 | 0 | 21259.4 | 945.896 | 20518.6 | 20416.0156
4939 | 1989-07-25 18:00 | 37 | 68 | 29 | 19.4 | 3.6 | -9900 | 3.4426 | 290.992 | 86.2647 | 0 |  | 37 | 5.9836 | 27.7527 | 0.01408 | 2.8246 | 25.8298 | 0.01408 | 1.791 | 24.7134 | 0 | 25.9743 | 25.9729 | 6429.83 | 20.7274 | 5272.64 | 5353.5 | 5321.06 | 5321.06 | 5246.56 | 5246.12 | 1477.59 | 0 | 0 | 0.54487 | 0 | 5245.58 | 950 | 4995.31 | 4970.3359
4940 | 1989-07-25 19:00 | 0 | 0 | 0 | 18.9 | 2.6 | -9900
4941 | 1989-07-25 20:00 | 0 | 0 | 0 | 19.4 | 3.1 | -9900
4942 | 1989-07-25 21:00 | 0 | 0 | 0 | 18.9 | 2.6 | -9900
4943 | 1989-07-25 22:00 | 0 | 0 | 0 | 18.9 | 3.1 | -9900
4944 | 1989-07-25 23:00 | 0 | 0 | 0 | 18.9 | 2.6 | -9900
4945 | 1989-07-26 | 0 | 0 | 0 | 18.3 | 2.1 | -9900
4946 | 1989-07-26 01:00 | 0 | 0 | 0 | 18.9 | 2.6 | -9900
4947 | 1989-07-26 02:00 | 0 | 0 | 0 | 18.9 | 2.1 | -9900
4948 | 1989-07-26 03:00 | 0 | 0 | 0 | 18.9 | 2.6 | -9900
4949 | 1989-07-26 04:00 | 0 | 0 | 0 | 18.9 | 2.6 | -9900
4950 | 1989-07-26 05:00 | 16 | 9 | 15 | 18.9 | 2.6 | -9900 | 5.2992 | 70.3501 | 87.3776 | 0 |  | 16 | 0.49487 | 15.9996 | 0.0060885 | 0.35507 | 14.9296 | 0.0060885 | 0.14239 | 14.284 | 0 | 14.1378 | 14.1317 | 3498.57 | 19.6559 | 2505.17 | 2547.35 | 2532.49 | 2532.49 | 2497.03 | 2496.94 | 1504.5 | 0 | 0 | 0.1276 | 0 | 2496.82 | 950 | 2372.6 | 2360.7334
4951 | 1989-07-26 06:00 | 148 | 17 | 143 | 19.4 | 2.6 | -9900 | 17.4221 | 77.8041 | 74.8893 | 0 |  | 148 | 4.3488 | 139.697 | 0.056319 | 4.127 | 130.748 | 0.056319 | 3.5318 | 125.09 | 0 | 126.05 | 125.994 | 31191.1 | 26.1392 | 29780.6 | 29644.8 | 29556.1 | 29556.1 | 29142.3 | 29131.2 | 1563.12 | 0 | 0 | 18.6027 | 0 | 29112.6 | 950 | 28264.9 | 28123.5938
4952 | 1989-07-26 07:00 | 200 | 26 | 187 | 20 | 2.1 | -9900 | 29.8872 | 85.1343 | 62.0359 | 0 |  | 200 | 12.2196 | 184.613 | 0.076106 | 11.8462 | 172.715 | 0.076106 | 11.17 | 165.242 | 0 | 172.884 | 172.796 | 42777.5 | 29.4552 | 41465.8 | 40761.2 | 40653.5 | 40653.5 | 40084.3 | 40063.2 | 1553.9 | 0 | 0 | 34.7381 | 0 | 40028.4 | 950 | 39105.8 | 38910.2227
4953 | 1989-07-26 08:00 | 528 | 530 | 169 | 22.8 | 1.5 | -9900 | 42.4893 | 93.1497 | 48.9859 | 0 |  | 528 | 348.36 | 168.709 | 0.20092 | 339.795 | 157.992 | 0.20092 | 330.849 | 151.154 | 0 | 472.363 | 472.083 | 116867 | 49.3467 | 116749 | 106043 | 105433 | 105433 | 103957 | 103810 | 1553.84 | 0 | 0 | 224.453 | 0 | 103585 | 950 | 101905 | 101395.7109
4954 | 1989-07-26 09:00 | 753 | 807 | 91 | 22.8 | 3.6 | -9900 | 54.9649 | 103.379 | 35.9162 | 0 |  | 753 | 653.924 | 91.9007 | 0.28654 | 637.606 | 86.0171 | 0.28654 | 630.091 | 82.2949 | 0 | 698.138 | 697.579 | 172680 | 58.4524 | 173336 | 151320 | 150103 | 150103 | 148001 | 147703 | 1531.13 | 0 | 0 | 457.544 | 0 | 147245 | 950 | 144737 | 144013.6562
4955 | 1989-07-26 10:00 | 875 | 822 | 119 | 22.8 | 4.1 | -9900 | 66.716 | 119.916 | 23.1788 | 0 |  | 875 | 755.584 | 120.143 | 0.33296 | 729.581 | 112.423 | 0.33296 | 726.354 | 107.558 | 0 | 817.234 | 816.044 | 202013 | 63.5688 | 202790 | 172731 | 172174 | 172174 | 169763 | 169370 | 1533.25 | 0 | 0 | 614.678 | 0 | 168756 | 950 | 165788 | 164959.0781
4956 | 1989-07-26 11:00 | 990 | 869 | 149 | 22.8 | 4.6 | -9900 | 75.4459 | 155.712 | 12.428 | 0 |  | 990 | 847.764 | 150.35 | 0.37672 | 823.98 | 140.65 | 0.37672 | 822.964 | 134.564 | 0 | 938.378 | 937.519 | 232081 | 68.5841 | 232741 | 193804 | 192556 | 192556 | 189858 | 189355 | 1526.99 | 2774.32 | 0 | 724.971 | 0 | 188630 | 950 | 182425 | 181513.0469
4957 | 1989-07-26 12:00 | 972 | 878 | 125 | 23.3 | 4.6 | -9900 | 74.4694 | 212.272 | 12.0092 | 0 |  | 972 | 859.587 | 126.948 | 0.36988 | 855.927 | 118.721 | 0.36988 | 854.955 | 113.584 | 0 | 949.169 | 948.943 | 234930 | 69.642 | 235661 | 196099 | 195825 | 195825 | 193084 | 192617 | 1590.25 | 1699.49 | 0 | 810.16 | 0 | 191806 | 950 | 186606 | 185673.4062
4958 | 1989-07-26 13:00 | 866 | 831 | 112 | 23.3 | 5.2 | -9900 | 64.901 | 243.488 | 22.33 | 0 |  | 866 | 769.527 | 114.486 | 0.32954 | 769.527 | 107.033 | 0.32954 | 766.373 | 102.403 | 0 | 851.4 | 851.37 | 210773 | 63.7573 | 211633 | 181084 | 180822 | 180822 | 178290 | 177893 | 1596.52 | 0 | 0 | 699.726 | 0 | 177194 | 950 | 174041 | 173171.2344
4959 | 1989-07-26 14:00 | 739 | 784 | 111 | 22.8 | 4.6 | -9900 | 52.9502 | 258.467 | 34.9658 | 0 |  | 739 | 644.117 | 113.948 | 0.28121 | 644.117 | 106.498 | 0.28121 | 636.98 | 101.891 | 0 | 724.093 | 724.071 | 179256 | 58.1603 | 179992 | 157852 | 157590 | 157590 | 155382 | 155075 | 1586.13 | 0 | 0 | 525.2 | 0 | 154549 | 950 | 151910 | 151150.875
4960 | 1989-07-26 15:00 | 596 | 785 | 85 | 21.7 | 5.7 | -9900 | 40.4219 | 268.162 | 48.0163 | 0 |  | 596 | 526.521 | 87.7747 | 0.2268 | 414.92 | 82.0072 | 0.2268 | 404.204 | 78.4599 | 0 | 473.01 | 473.212 | 117129 | 43.6813 | 117080 | 107231 | 106778 | 106778 | 100938 | 100729 | 1427.45 | 0 | 0 | -414.786 | 384.481 | 100759 | 942.194 | 99038.5 | 98543.3516
4961 | 1989-07-26 16:00 | 396 | 579 | 124 | 21.1 | 4.1 | -9900 | 27.8179 | 275.986 | 61.0778 | 0 |  | 396 | 281.523 | 127.765 | 0.15069 | 222.459 | 119.279 | 0.15069 | 210.079 | 114.121 | 0 | 317.716 | 317.94 | 78719.8 | 36.984 | 77986.1 | 73990 | 73566.6 | 73566.6 | 71486.2 | 71387.8 | 1351.42 | 0 | 0 | -338.674 | 0 | 71726.5 | 949.313 | 70392.5 | 70040.5
4962 | 1989-07-26 17:00 | 177 | 312 | 93 | 20.6 | 3.1 | -9900 | 15.3818 | 283.282 | 73.9631 | 0 |  | 177 | 87.3708 | 94.8597 | 0.067354 | 25.1804 | 88.5016 | 0.067354 | 22.535 | 84.6745 | 0 | 105.065 | 105.026 | 25997.3 | 26.0913 | 24601 | 24419.1 | 24298.5 | 24298.5 | 23958.3 | 23945 | 1281.05 | 0 | 0 | 8.3611 | 0 | 23936.6 | 950 | 23136.1 | 23020.3828
4963 | 1989-07-26 18:00 | 35 | 89 | 26 | 19.4 | 3.1 | -9900 | 3.3187 | 290.806 | 86.3537 | 0 |  | 35 | 6.5715 | 24.843 | 0.013319 | 3.1128 | 23.1254 | 0.013319 | 1.9528 | 22.1259 | 0 | 23.5971 | 23.587 | 5839.05 | 20.6332 | 4709.7 | 4782.52 | 4749.82 | 4749.82 | 4683.33 | 4682.97 | 1473.22 | 0 | 0 | 0.43399 | 0 | 4682.54 | 950 | 4457.14 | 4434.8574
4964 | 1989-07-26 19:00 | 0 | 0 | 0 | 18.9 | 3.6 | -9900
4965 | 1989-07-26 20:00 | 0 | 0 | 0 | 19.4 | 3.1 | -9900
4966 | 1989-07-26 21:00 | 0 | 0 | 0 | 19.4 | 2.1 | -9900
4967 | 1989-07-26 22:00 | 0 | 0 | 0 | 19.4 | 2.6 | -9900
4968 | 1989-07-26 23:00 | 0 | 0 | 0 | 19.4 | 0 | -9900
4969 | 1989-07-27 | 0 | 0 | 0 | 19.4 | 1.5 | -9900
4970 | 1989-07-27 01:00 | 0 | 0 | 0 | 19.4 | 2.6 | -9900
4971 | 1989-07-27 02:00 | 0 | 0 | 0 | 18.9 | 0 | -9900
4972 | 1989-07-27 03:00 | 0 | 0 | 0 | 18.9 | 3.6 | -9900
4973 | 1989-07-27 04:00 | 0 | 0 | 0 | 18.3 | 2.6 | -9900
4974 | 1989-07-27 05:00 | 24 | 1 | 24 | 18.9 | 2.1 | -9900 | 5.1784 | 70.541 | 87.4887 | 0 |  | 24 | 0 | 23.7024 | 0.0091327 | 0 | 22.1704 | 0.0091327 | 0 | 21.2111 | 0 | 20.7869 | 20.7766 | 5143.57 | 20.0369 | 4046 | 4116.59 | 4087.46 | 4087.46 | 4030.23 | 4030.01 | 1537.99 | 0 | 0 | 0.35004 | 0 | 4029.66 | 950 | 3834 | 3814.8308
4975 | 1989-07-27 06:00 | 95 | 4 | 93 | 18.9 | 2.6 | -9900 | 17.3131 | 78.0109 | 74.9867 | 0 |  | 95 | 1.7391 | 91.6447 | 0.03615 | 1.6528 | 85.7364 | 0.03615 | 1.4126 | 82.0267 | 0 | 81.7705 | 81.7449 | 20237.1 | 23.2724 | 18813 | 18933.1 | 18871.2 | 18871.2 | 18607 | 18602.5 | 1555.09 | 0 | 0 | 7.5112 | 0 | 18595 | 950 | 17901.7 | 17812.1426
4976 | 1989-07-27 07:00 | 203 | 7 | 199 | 20 | 3.1 | -9900 | 29.7852 | 85.3664 | 62.1239 | 0 |  | 203 | 3.7607 | 196.359 | 0.077248 | 3.6457 | 183.712 | 0.077248 | 3.4364 | 175.763 | 0 | 175.616 | 175.54 | 43457.1 | 29.1781 | 42153 | 41481.9 | 41374.9 | 41374.9 | 40795.7 | 40774.3 | 1571.03 | 0 | 0 | 36.5912 | 0 | 40737.7 | 950 | 39802.1 | 39603.1016
4977 | 1989-07-27 08:00 | 252 | 10 | 245 | 21.1 | 2.6 | -9900 | 42.388 | 93.4233 | 49.0696 | 0 |  | 252 | 6.7942 | 242.6 | 0.095894 | 6.6274 | 226.946 | 0.095894 | 6.4521 | 217.126 | 0 | 219.107 | 219.017 | 54220.4 | 32.8148 | 53052.2 | 51487.8 | 51345.7 | 51345.7 | 50626.8 | 50594 | 1578.07 | 0 | 0 | 56.6742 | 0 | 50537.3 | 950 | 49420.7 | 49173.6055
4978 | 1989-07-27 09:00 | 746 | 799 | 92 | 21.7 | 4.1 | -9900 | 54.8538 | 103.722 | 36.0039 | 0 |  | 746 | 646.183 | 92.9154 | 0.28388 | 629.766 | 86.967 | 0.28388 | 622.3 | 83.2037 | 0 | 691.394 | 690.75 | 170992 | 56.2093 | 171633 | 151307 | 150100 | 150100 | 147998 | 147696 | 1531.45 | 0 | 0 | 454.338 | 0 | 147241 | 950 | 144735 | 144011.2969
4979 | 1989-07-27 10:00 | 943 | 915 | 102 | 22.8 | 4.6 | -9900 | 66.5734 | 120.36 | 23.2892 | 0 |  | 943 | 840.746 | 103.169 | 0.35884 | 811.621 | 96.5407 | 0.35884 | 807.995 | 92.3634 | 0 | 882.351 | 881.379 | 218189 | 65.8425 | 218922 | 184441 | 183903 | 183903 | 181328 | 180890 | 1547.97 | 293.761 | 0 | 712.352 | 0 | 180177 | 950 | 176649 | 175765.5781
4980 | 1989-07-27 11:00 | 981 | 904 | 105 | 24.4 | 4.6 | -9900 | 75.2358 | 156.047 | 12.6126 | 0 |  | 981 | 883.27 | 106.417 | 0.3733 | 858.492 | 99.5522 | 0.3733 | 857.402 | 95.2448 | 0 | 933.594 | 932.851 | 230927 | 69.9561 | 231596 | 191549 | 190296 | 190296 | 187632 | 187151 | 1541.5 | 1919.49 | 0 | 717.333 | 0 | 186434 | 950 | 181136 | 180230.75
4981 | 1989-07-27 12:00 | 987 | 914 | 105 | 24.4 | 5.2 | -9900 | 74.2683 | 211.882 | 12.2011 | 0 |  | 987 | 895.348 | 106.865 | 0.37558 | 891.536 | 99.9394 | 0.37558 | 890.492 | 95.6156 | 0 | 966.385 | 965.94 | 239138 | 70.3017 | 239831 | 198974 | 198684 | 198684 | 195903 | 195415 | 1585.32 | 2888.77 | 0 | 833.068 | 0 | 194582 | 950 | 188125 | 187184.7188
4982 | 1989-07-27 13:00 | 923 | 906 | 101 | 24.4 | 5.2 | -9900 | 64.7613 | 243.067 | 22.449 | 0 |  | 923 | 839.179 | 103.379 | 0.35123 | 839.179 | 96.6496 | 0.35123 | 835.7 | 92.4684 | 0 | 909.605 | 909.56 | 225179 | 67.6225 | 225994 | 189992 | 189720 | 189720 | 187063 | 186624 | 1587.9 | 0 | 0 | 767.759 | 0 | 185856 | 950 | 182499 | 181586.4219
4983 | 1989-07-27 14:00 | 803 | 888 | 93 | 24.4 | 5.7 | -9900 | 52.8367 | 258.141 | 35.0602 | 0 |  | 803 | 728.478 | 95.6914 | 0.30557 | 728.478 | 89.4346 | 0.30557 | 720.355 | 85.5657 | 0 | 789.802 | 789.804 | 195530 | 61.0875 | 196363 | 170015 | 169753 | 169753 | 167376 | 167018 | 1588.02 | 0 | 0 | 610.67 | 0 | 166408 | 950 | 163504 | 162686.3125
4984 | 1989-07-27 15:00 | 627 | 839 | 81 | 23.9 | 4.6 | -9900 | 40.3156 | 267.898 | 48.1057 | 0 |  | 627 | 562.836 | 83.7094 | 0.23859 | 442.272 | 78.2089 | 0.23859 | 430.785 | 74.8259 | 0 | 495.498 | 495.351 | 122608 | 48.0907 | 122641 | 110031 | 109415 | 109415 | 102408 | 102195 | 1424.36 | 0 | 0 | -1151.88 | 538.94 | 102808 | 942.802 | 101042 | 100536.9297
4985 | 1989-07-27 16:00 | 421 | 760 | 64 | 23.3 | 4.1 | -9900 | 27.7097 | 275.759 | 61.1709 | 0 |  | 421 | 369.737 | 66.7092 | 0.1602 | 293.623 | 62.263 | 0.1602 | 277.201 | 59.5703 | 0 | 330.036 | 330.353 | 81791.2 | 39.8041 | 81164.6 | 75861.9 | 75013.5 | 75013.5 | 70984.1 | 70879.1 | 1343.91 | 0 | 0 | -158.477 | 0 | 71037.6 | 939.083 | 69752.8 | 69404.0234
4986 | 1989-07-27 17:00 | 203 | 595 | 44 | 22.2 | 3.6 | -9900 | 15.2656 | 283.078 | 74.0654 | 0 |  | 203 | 165.574 | 45.7953 | 0.077248 | 50.6663 | 42.6951 | 0.077248 | 45.1848 | 40.8491 | 0 | 84.3133 | 84.4991 | 20911.8 | 26.5186 | 19654.1 | 19273.5 | 19121 | 19121 | 17845 | 17831 | 1100.07 | 0 | 0 | -22.594 | 0 | 17853.6 | 936.798 | 17214.4 | 17128.3555
4987 | 1989-07-27 18:00 | 38 | 147 | 23 | 21.7 | 3.1 | -9900 | 3.1898 | 290.618 | 86.4441 | 0 |  | 38 | 10.6816 | 21.6963 | 0.01446 | 5.0899 | 20.1675 | 0.01446 | 3.1557 | 19.2962 | 0 | 22.0029 | 22.0159 | 5449.88 | 22.8511 | 4346.54 | 4377.49 | 4344.32 | 4344.32 | 4283.5 | 4283.12 | 1403.99 | 0 | 0 | 0.33292 | 0 | 4282.79 | 950 | 4075.6 | 4055.2183
4988 | 1989-07-27 19:00 | 0 | 0 | 0 | 20.6 | 3.1 | -9900
4989 | 1989-07-27 20:00 | 0 | 0 | 0 | 21.1 | 4.1 | -9900
4990 | 1989-07-27 21:00 | 0 | 0 | 0 | 20.6 | 4.6 | -9900
4991 | 1989-07-27 22:00 | 0 | 0 | 0 | 20.6 | 3.6 | -9900
4992 | 1989-07-27 23:00 | 0 | 0 | 0 | 20.6 | 2.6 | -9900
4993 | 1989-07-28 | 0 | 0 | 0 | 20 | 2.6 | -9900
4994 | 1989-07-28 01:00 | 0 | 0 | 0 | 20 | 2.6 | -9900
4995 | 1989-07-28 02:00 | 0 | 0 | 0 | 20 | 2.6 | -9900
4996 | 1989-07-28 03:00 | 0 | 0 | 0 | 19.4 | 3.6 | -9900
4997 | 1989-07-28 04:00 | 0 | 0 | 0 | 19.4 | 3.1 | -9900
4998 | 1989-07-28 05:00 | 45 | 115 | 32 | 20 | 2.1 | -9900 | 5.0567 | 70.7376 | 87.6004 | 0 |  | 45 | 6.1684 | 28.2416 | 0.017124 | 4.2886 | 26.5491 | 0.017124 | 1.7792 | 25.3992 | 0 | 26.6349 | 26.6227 | 6590.35 | 21.4568 | 5431.25 | 5498.73 | 5459.01 | 5459.01 | 5382.58 | 5382.01 | 1440.12 | 0 | 0 | 0.59281 | 0 | 5381.42 | 950 | 5127.29 | 5101.6543
4999 | 1989-07-28 06:00 | 232 | 613 | 49 | 21.7 | 2.1 | -9900 | 17.2033 | 78.2235 | 75.0845 | 0 |  | 232 | 159.092 | 47.5874 | 0.088283 | 151.186 | 44.6187 | 0.088283 | 129.019 | 42.6872 | 0 | 168.272 | 168.123 | 41617.6 | 30.8995 | 40312.7 | 39343.5 | 38929.3 | 38929.3 | 38384.3 | 38355.7 | 1468.37 | 0 | 0 | 22.4789 | 0 | 38333.2 | 950 | 37417.8 | 37230.7148
5000 | 1989-07-28 07:00 | 449 | 761 | 70 | 23.9 | 2.1 | -9900 | 29.6825 | 85.6046 | 62.2122 | 0 |  | 449 | 356.398 | 69.5189 | 0.17086 | 345.343 | 65.1368 | 0.17086 | 325.416 | 62.3176 | 0 | 379.979 | 379.623 | 93967.7 | 44.6725 | 93459.3 | 86437.3 | 85689.2 | 85689.2 | 84489.3 | 84379.6 | 1506.4 | 0 | 0 | 134.235 | 0 | 84245.4 | 949.999 | 82784.4 | 82370.5
5001 | 1989-07-28 08:00 | 654 | 842 | 87 | 25 | 3.6 | -9900 | 42.2857 | 93.7038 | 49.1538 | 0 |  | 654 | 550.475 | 87.5485 | 0.24887 | 536.98 | 81.9642 | 0.24887 | 522.707 | 78.4172 | 0 | 589.102 | 588.603 | 145710 | 55.0827 | 146054 | 129427 | 128639 | 128639 | 126838 | 126615 | 1534.93 | 0 | 0 | 328.023 | 0 | 126287 | 950 | 124186 | 123565.3984
5002 | 1989-07-28 09:00 | 817 | 877 | 99 | 25 | 4.6 | -9900 | 54.7411 | 104.073 | 36.0925 | 0 |  | 817 | 709.602 | 99.9266 | 0.31089 | 691.414 | 93.5295 | 0.31089 | 683.169 | 89.4822 | 0 | 757.199 | 756.474 | 187262 | 61.9427 | 188015 | 161593 | 160283 | 160283 | 158038 | 157700 | 1542.25 | 0 | 0 | 523.738 | 0 | 157176 | 950 | 154470 | 153697.75
5003 | 1989-07-28 10:00 | 936 | 904 | 107 | 24.4 | 5.2 | -9900 | 66.4281 | 120.812 | 23.4017 | 0 |  | 936 | 828.963 | 108.194 | 0.35618 | 800.057 | 101.242 | 0.35618 | 796.446 | 96.8615 | 0 | 875.442 | 874.514 | 216490 | 65.9571 | 217233 | 182973 | 182399 | 182399 | 179846 | 179409 | 1535.63 | 0 | 0 | 692.574 | 0 | 178716 | 950 | 175517 | 174639.8906
5004 | 1989-07-28 11:00 | 992 | 912 | 110 | 25 | 4.6 | -9900 | 75.0211 | 156.388 | 12.8015 | 0 |  | 992 | 889.553 | 111.456 | 0.37749 | 864.6 | 104.266 | 0.37749 | 863.47 | 99.7547 | 0 | 943.96 | 943.117 | 233468 | 71.0575 | 234113 | 192642 | 191369 | 191369 | 188688 | 188202 | 1541.46 | 2349.08 | 0 | 726.226 | 0 | 187475 | 950 | 181723 | 180814.7656
5005 | 1989-07-28 12:00 | 922 | 825 | 127 | 25 | 4.6 | -9900 | 74.0609 | 211.501 | 12.3997 | 0 |  | 922 | 807.255 | 129.008 | 0.35085 | 802.673 | 120.648 | 0.35085 | 801.701 | 115.428 | 0 | 898.787 | 898.458 | 222425 | 68.8766 | 223240 | 186440 | 185931 | 185931 | 183328 | 182898 | 1574.81 | 0 | 0 | 725.396 | 0 | 182172 | 950 | 178902 | 178007.3906
5006 | 1989-07-28 13:00 | 915 | 895 | 106 | 23.3 | 5.2 | -9900 | 64.6154 | 242.644 | 22.5743 | 0 |  | 915 | 826.161 | 108.462 | 0.34819 | 826.161 | 101.402 | 0.34819 | 822.696 | 97.0148 | 0 | 901.317 | 901.253 | 223120 | 66.1277 | 223948 | 189573 | 189294 | 189294 | 186644 | 186205 | 1582.79 | 0 | 0 | 765.887 | 0 | 185440 | 950 | 182093 | 181182.5
5007 | 1989-07-28 14:00 | 795 | 874 | 97 | 23.3 | 4.6 | -9900 | 52.7175 | 257.811 | 35.1598 | 0 |  | 795 | 716.425 | 99.7788 | 0.30252 | 716.425 | 93.2549 | 0.30252 | 708.383 | 89.2208 | 0 | 781.652 | 781.565 | 193494 | 61.468 | 194319 | 167967 | 167710 | 167710 | 165361 | 165015 | 1587.92 | 0 | 0 | 597.624 | 0 | 164417 | 950 | 161559 | 160750.9219
5008 | 1989-07-28 15:00 | 600 | 801 | 81 | 22.8 | 4.6 | -9900 | 40.2043 | 267.63 | 48.2 | 0 |  | 600 | 535.25 | 83.7261 | 0.22832 | 419.39 | 78.2244 | 0.22832 | 408.433 | 74.8408 | 0 | 473.608 | 473.459 | 117191 | 45.9215 | 117149 | 106120 | 105421 | 105421 | 98091.3 | 97894.8 | 1425.97 | 0 | 0 | -1755.1 | 592.807 | 99057.1 | 943.201 | 97358.8 | 96871.9531
5009 | 1989-07-28 16:00 | 375 | 611 | 90 | 23.3 | 3.6 | -9900 | 27.5965 | 275.529 | 61.2687 | 0 |  | 375 | 295.364 | 93.3576 | 0.1427 | 235.648 | 87.1343 | 0.1427 | 222.398 | 83.366 | 0 | 299.649 | 299.619 | 74178.9 | 38.6132 | 73388.7 | 69112.7 | 68692.4 | 68692.4 | 66139.2 | 66056.8 | 1390.48 | 0 | 0 | -178.768 | 0 | 66235.5 | 943.545 | 64963.6 | 64638.8125
5010 | 1989-07-28 17:00 | 189 | 558 | 41 | 22.2 | 2.6 | -9900 | 15.1446 | 282.872 | 74.1723 | 0 |  | 189 | 154.307 | 42.7459 | 0.07192 | 48.7079 | 39.8477 | 0.07192 | 43.3309 | 38.1248 | 0 | 79.8266 | 79.8254 | 19756.6 | 26.4697 | 18499.1 | 18154.4 | 17916.2 | 17916.2 | 16723.6 | 16711.4 | 1095.8 | 0 | 0 | 2.8412 | 0 | 16708.6 | 935.624 | 16092.7 | 16012.2227
5011 | 1989-07-28 18:00 | 42 | 186 | 22 | 21.1 | 3.1 | -9900 | 3.056 | 290.426 | 86.5382 | 0 |  | 42 | 13.866 | 20.952 | 0.015982 | 6.6231 | 19.492 | 0.015982 | 4.0549 | 18.6496 | 0 | 22.2505 | 22.2516 | 5508.12 | 22.2634 | 4405.34 | 4445.16 | 4408.87 | 4408.87 | 4347.15 | 4346.71 | 1351.02 | 0 | 0 | 0.32765 | 0 | 4346.39 | 950 | 4136.47 | 4115.79
5012 | 1989-07-28 19:00 | 0 | 0 | 0 | 20.6 | 2.6 | -9900
5013 | 1989-07-28 20:00 | 0 | 0 | 0 | 20.6 | 2.1 | -9900
5014 | 1989-07-28 21:00 | 0 | 0 | 0 | 20 | 2.1 | -9900
5015 | 1989-07-28 22:00 | 0 | 0 | 0 | 20 | 2.1 | -9900
5016 | 1989-07-28 23:00 | 0 | 0 | 0 | 20 | 2.6 | -9900
5017 | 1989-07-29 | 0 | 0 | 0 | 19.4 | 2.6 | -9900
5018 | 1989-07-29 01:00 | 0 | 0 | 0 | 20 | 2.6 | -9900
5019 | 1989-07-29 02:00 | 0 | 0 | 0 | 20 | 2.1 | -9900
5020 | 1989-07-29 03:00 | 0 | 0 | 0 | 20 | 2.6 | -9900
5021 | 1989-07-29 04:00 | 0 | 0 | 0 | 20 | 1.5 | -9900
5022 | 1989-07-29 05:00 | 22 | 1 | 22 | 20 | 2.1 | -9900 | 4.9341 | 70.9398 | 87.7127 | 0 |  | 22 | 0 | 21.7835 | 0.0083717 | 0 | 20.3736 | 0.0083717 | 0 | 19.4921 | 0 | 19.1022 | 19.0941 | 4727.02 | 21.0448 | 3652.9 | 3702.82 | 3674.73 | 3674.73 | 3623.28 | 3623.1 | 1539.13 | 0 | 0 | 0.28156 | 0 | 3622.82 | 950 | 3445.78 | 3428.5508
5023 | 1989-07-29 06:00 | 122 | 11 | 118 | 21.1 | 2.6 | -9900 | 17.0929 | 78.4418 | 75.1826 | 0 |  | 122 | 3.4767 | 115.739 | 0.046425 | 3.3095 | 108.304 | 0.046425 | 2.8203 | 103.618 | 0 | 104.309 | 104.283 | 25816.3 | 26.6779 | 24385.7 | 24224.9 | 24149.7 | 24149.7 | 23811.6 | 23804.2 | 1563.97 | 0 | 0 | 12.4471 | 0 | 23791.7 | 950 | 23001 | 22886
5024 | 1989-07-29 07:00 | 277 | 188 | 184 | 22.8 | 1.5 | -9900 | 29.579 | 85.849 | 62.3008 | 0 |  | 277 | 87.4741 | 181.337 | 0.10541 | 84.7598 | 169.739 | 0.10541 | 79.8419 | 162.393 | 0 | 237.391 | 237.273 | 58736.4 | 36.1426 | 57634.4 | 55205.9 | 54950.4 | 54950.4 | 54181.1 | 54141.5 | 1556.19 | 0 | 0 | 62.6574 | 0 | 54078.8 | 950 | 52898.2 | 52633.7031
5025 | 1989-07-29 08:00 | 619 | 660 | 174 | 23.9 | 2.6 | -9900 | 42.1824 | 93.9911 | 49.2385 | 0 |  | 619 | 432.148 | 173.745 | 0.23555 | 421.457 | 162.707 | 0.23555 | 410.199 | 155.666 | 0 | 554.547 | 554.26 | 137209 | 53.5462 | 137423 | 122618 | 121942 | 121942 | 120234 | 120037 | 1544.31 | 0 | 0 | 299.413 | 0 | 119738 | 950 | 117763 | 117174.2344
5026 | 1989-07-29 09:00 | 786 | 717 | 200 | 24.4 | 4.6 | -9900 | 54.6268 | 104.431 | 36.1822 | 0 |  | 786 | 579.301 | 201.356 | 0.2991 | 563.927 | 188.514 | 0.2991 | 557.164 | 180.356 | 0 | 722.769 | 722.028 | 178737 | 59.6605 | 179438 | 155892 | 154731 | 154731 | 152564 | 152257 | 1556.97 | 0 | 0 | 498.158 | 0 | 151759 | 950 | 149160 | 148414.3281
5027 | 1989-07-29 10:00 | 910 | 756 | 217 | 25 | 4.1 | -9900 | 66.2799 | 121.273 | 23.5166 | 0 |  | 910 | 693.152 | 220.036 | 0.34628 | 668.825 | 205.939 | 0.34628 | 665.775 | 197.027 | 0 | 845.546 | 844.538 | 209070 | 67.1924 | 209840 | 175894 | 175339 | 175339 | 172883 | 172488 | 1548.98 | 0 | 0 | 646 | 0 | 171842 | 950 | 168804 | 167959.9688
5028 | 1989-07-29 11:00 | 965 | 766 | 224 | 25 | 5.7 | -9900 | 74.8019 | 156.736 | 12.9948 | 0 |  | 965 | 747.546 | 228.617 | 0.36721 | 726.579 | 213.891 | 0.36721 | 725.601 | 204.636 | 0 | 911.632 | 910.718 | 225448 | 67.3041 | 226165 | 189641 | 188506 | 188506 | 185866 | 185395 | 1538.79 | 998.645 | 0 | 703.865 | 0 | 184691 | 950 | 180356 | 179454.2188
5029 | 1989-07-29 12:00 | 961 | 766 | 224 | 24.4 | 5.7 | -9900 | 73.8471 | 211.128 | 12.605 | 0 |  | 961 | 748.574 | 229.832 | 0.36569 | 744.326 | 214.936 | 0.36569 | 743.394 | 205.636 | 0 | 930.05 | 929.583 | 230130 | 67.5804 | 230897 | 193993 | 193476 | 193476 | 190767 | 190306 | 1579.18 | 812.069 | 0 | 791.942 | 0 | 189514 | 950 | 185257 | 184330.3594
5030 | 1989-07-29 13:00 | 893 | 750 | 215 | 24.4 | 5.2 | -9900 | 64.4632 | 242.22 | 22.706 | 0 |  | 893 | 692.601 | 221.349 | 0.33981 | 692.601 | 206.916 | 0.33981 | 689.661 | 197.964 | 0 | 869.873 | 869.755 | 215323 | 65.731 | 216178 | 183337 | 183051 | 183051 | 180487 | 180083 | 1599.45 | 0 | 0 | 720.454 | 0 | 179362 | 950 | 176158 | 175277.4531
5031 | 1989-07-29 14:00 | 767 | 715 | 197 | 23.9 | 5.7 | -9900 | 52.5928 | 257.477 | 35.265 | 0 |  | 767 | 585.264 | 203.132 | 0.29187 | 585.121 | 189.812 | 0.29187 | 578.507 | 181.601 | 0 | 744.906 | 744.842 | 184400 | 58.4989 | 185174 | 162162 | 161875 | 161875 | 159609 | 159279 | 1568.73 | 0 | 0 | 549.697 | 0 | 158729 | 950 | 155997 | 155216.9531
5032 | 1989-07-29 15:00 | 585 | 644 | 169 | 23.3 | 5.2 | -9900 | 40.0878 | 267.359 | 48.2992 | 0 |  | 585 | 429.228 | 174.26 | 0.22261 | 335.458 | 162.77 | 0.22261 | 326.639 | 155.729 | 0 | 472.721 | 472.329 | 116917 | 45.7452 | 116816 | 106571 | 106031 | 106031 | 102290 | 102081 | 1400.95 | 0 | 0 | -627.999 | 0 | 102709 | 944.856 | 100980 | 100475.25
5033 | 1989-07-29 16:00 | 373 | 518 | 133 | 22.8 | 5.2 | -9900 | 27.4785 | 275.296 | 61.3713 | 0 |  | 373 | 248.897 | 136.26 | 0.14194 | 198.307 | 127.23 | 0.14194 | 187.083 | 121.727 | 0 | 302.635 | 302.655 | 74929.4 | 37.1822 | 74123.5 | 70372 | 69973.7 | 69973.7 | 68418.1 | 68332.7 | 1387.29 | 0 | 0 | -251.746 | 0 | 68584.5 | 950 | 67273.6 | 66937.2109
5034 | 1989-07-29 17:00 | 159 | 290 | 82 | 21.7 | 4.6 | -9900 | 15.0187 | 282.662 | 74.2838 | 0 |  | 159 | 80.383 | 83.8476 | 0.060504 | 26.1136 | 78.2186 | 0.060504 | 23.1813 | 74.8363 | 0 | 96.0573 | 96.11 | 23789.8 | 26.3936 | 22394.9 | 22211 | 22073.4 | 22073.4 | 21764.3 | 21753.8 | 1306.21 | 0 | 0 | 7.3297 | 0 | 21746.4 | 950 | 20984.2 | 20879.2832
5035 | 1989-07-29 18:00 | 25 | 20 | 23 | 20 | 3.6 | -9900 | 2.9174 | 290.232 | 86.636 | 0 |  | 25 | 1.3475 | 23.4285 | 0.0095133 | 0.6473 | 21.9289 | 0.0095133 | 0.39082 | 20.98 | 0 | 20.9434 | 20.935 | 5182.65 | 21.07 | 4083.08 | 4139.49 | 4110.45 | 4110.45 | 4052.9 | 4052.67 | 1518.01 | 0 | 0 | 0.34431 | 0 | 4052.33 | 950 | 3855.6 | 3836.3184
5036 | 1989-07-29 19:00 | 0 | 0 | 0 | 20 | 3.6 | -9900
5037 | 1989-07-29 20:00 | 0 | 0 | 0 | 19.4 | 4.1 | -9900
5038 | 1989-07-29 21:00 | 0 | 0 | 0 | 19.4 | 2.6 | -9900
5039 | 1989-07-29 22:00 | 0 | 0 | 0 | 19.4 | 2.1 | -9900
5040 | 1989-07-29 23:00 | 0 | 0 | 0 | 19.4 | 0 | -9900
5041 | 1989-07-30 | 0 | 0 | 0 | 20 | 1.5 | -9900
5042 | 1989-07-30 01:00 | 0 | 0 | 0 | 19.4 | 2.6 | -9900
5043 | 1989-07-30 02:00 | 0 | 0 | 0 | 18.9 | 2.6 | -9900
5044 | 1989-07-30 03:00 | 0 | 0 | 0 | 18.9 | 2.6 | -9900
5045 | 1989-07-30 04:00 | 0 | 0 | 0 | 18.9 | 2.6 | -9900
5046 | 1989-07-30 05:00 | 32 | 0 | 32 | 19.4 | 2.6 | -9900 | 4.8107 | 71.1475 | 87.816 | 0 |  | 32 | 0 | 30.8177 | 0.012177 | 0 | 28.8514 | 0.012177 | 0 | 27.6028 | 0 | 27.0508 | 27.0339 | 6692.62 | 20.846 | 5520.97 | 5604.42 | 5574.59 | 5574.59 | 5496.55 | 5496.14 | 1533.58 | 0 | 0 | 0.65079 | 0 | 5495.48 | 950 | 5234.96 | 5208.7812
5047 | 1989-07-30 06:00 | 123 | 26 | 115 | 20 | 1.5 | -9900 | 16.9818 | 78.6657 | 75.281 | 0 |  | 123 | 6.952 | 115.851 | 0.046805 | 6.6171 | 108.363 | 0.046805 | 5.6304 | 103.674 | 0 | 107.118 | 107.043 | 26499.6 | 26.0194 | 25069.9 | 24968.3 | 24888.8 | 24888.8 | 24540.4 | 24532.6 | 1564.03 | 0 | 0 | 13.1582 | 0 | 24519.4 | 950 | 23717.1 | 23598.502
5048 | 1989-07-30 07:00 | 322 | 329 | 159 | 21.7 | 2.1 | -9900 | 29.4748 | 86.0993 | 62.3897 | 0 |  | 322 | 153.352 | 156.744 | 0.12253 | 148.559 | 146.756 | 0.12253 | 139.892 | 140.405 | 0 | 274.691 | 274.519 | 67955.2 | 36.7213 | 66996.6 | 64019.9 | 63645.1 | 63645.1 | 62754 | 62697 | 1531.19 | 0 | 0 | 78.647 | 0 | 62618.3 | 950 | 61336.3 | 61029.6523
5049 | 1989-07-30 08:00 | 629 | 737 | 134 | 22.2 | 3.6 | -9900 | 42.0781 | 94.285 | 49.3237 | 0 |  | 629 | 480.838 | 134.058 | 0.23935 | 468.943 | 125.559 | 0.23935 | 456.354 | 120.125 | 0 | 564.949 | 564.412 | 139721 | 51.0464 | 139975 | 126210 | 125476 | 125476 | 123719 | 123507 | 1525.45 | 0 | 0 | 314.331 | 0 | 123193 | 949.999 | 121153 | 120547.5234
5050 | 1989-07-30 09:00 | 784 | 686 | 224 | 22.8 | 3.6 | -9900 | 54.5109 | 104.797 | 36.273 | 0 |  | 784 | 553.751 | 225.26 | 0.29834 | 539.057 | 210.885 | 0.29834 | 532.553 | 201.759 | 0 | 719.626 | 719.053 | 178001 | 59.5499 | 178695 | 155316 | 154209 | 154209 | 152048 | 151742 | 1556.64 | 0 | 0 | 492.212 | 0 | 151250 | 950 | 148663 | 147919.6562
5051 | 1989-07-30 10:00 | 897 | 702 | 253 | 23.3 | 5.2 | -9900 | 66.1289 | 121.742 | 23.6338 | 0 |  | 897 | 644.317 | 256.03 | 0.34134 | 621.111 | 239.619 | 0.34134 | 618.249 | 229.25 | 0 | 830.549 | 829.512 | 205352 | 62.7186 | 206128 | 176439 | 175940 | 175940 | 173476 | 173081 | 1557.46 | 0 | 0 | 651.161 | 0 | 172430 | 950 | 169378 | 168530.8906
5052 | 1989-07-30 11:00 | 950 | 685 | 289 | 23.9 | 4.1 | -9900 | 74.5783 | 157.089 | 13.1924 | 0 |  | 950 | 667.024 | 293.767 | 0.3615 | 648.316 | 274.837 | 0.3615 | 647.417 | 262.945 | 0 | 892.155 | 891.561 | 220710 | 68.4416 | 221459 | 184748 | 183730 | 183730 | 181156 | 180721 | 1553.15 | 0 | 0 | 684.289 | 0 | 180037 | 950 | 176811 | 175926.7188
5053 | 1989-07-30 12:00 | 976 | 804 | 203 | 25 | 4.6 | -9900 | 73.627 | 210.764 | 12.8167 | 0 |  | 976 | 785.369 | 207.324 | 0.3714 | 779.798 | 193.888 | 0.3714 | 778.789 | 185.499 | 0 | 945.002 | 944.503 | 233820 | 71.1252 | 234553 | 193779 | 193261 | 193261 | 190554 | 190099 | 1594.84 | 793.852 | 0 | 795.048 | 0 | 189304 | 950 | 185069 | 184144.0938
5054 | 1989-07-30 13:00 | 851 | 677 | 239 | 23.9 | 4.6 | -9900 | 64.3047 | 241.795 | 22.8441 | 0 |  | 851 | 625.383 | 245.623 | 0.32383 | 625.383 | 229.611 | 0.32383 | 622.694 | 219.677 | 0 | 825.524 | 825.449 | 204354 | 64.2111 | 205212 | 175234 | 174970 | 174970 | 172519 | 172148 | 1593.44 | 0 | 0 | 656.571 | 0 | 171491 | 950 | 168470 | 167627.8906
5055 | 1989-07-30 14:00 | 713 | 693 | 161 | 23.3 | 4.1 | -9900 | 52.4625 | 257.14 | 35.3755 | 0 |  | 713 | 566.998 | 166.636 | 0.27132 | 566.86 | 155.701 | 0.27132 | 560.405 | 148.966 | 0 | 695.184 | 695.108 | 172087 | 58.027 | 172760 | 151598 | 151320 | 151320 | 149201 | 148913 | 1578.9 | 0 | 0 | 483.105 | 0 | 148430 | 950 | 145923 | 145193.75
5056 | 1989-07-30 15:00 | 578 | 640 | 165 | 23.3 | 5.2 | -9900 | 39.9662 | 267.084 | 48.4034 | 0 |  | 578 | 426.341 | 170.256 | 0.21995 | 332.134 | 159.028 | 0.21995 | 323.345 | 152.149 | 0 | 465.985 | 465.925 | 115334 | 45.4409 | 115211 | 105225 | 104755 | 104755 | 101001 | 100796 | 1397.54 | 0 | 0 | -594.943 | 0 | 101391 | 944.42 | 99686.5 | 99188.0234
5057 | 1989-07-30 16:00 | 387 | 652 | 84 | 22.2 | 5.2 | -9900 | 27.3555 | 275.059 | 61.4785 | 0 |  | 387 | 314.454 | 87.2788 | 0.14727 | 251.224 | 81.4567 | 0.14727 | 236.917 | 77.934 | 0 | 308.553 | 308.547 | 76389.6 | 36.8622 | 75643.4 | 71723.2 | 71021.4 | 71021.4 | 68039.8 | 67948.1 | 1373.29 | 0 | 0 | -151.073 | 0 | 68099.1 | 941.494 | 66818.6 | 66484.5
5058 | 1989-07-30 17:00 | 160 | 416 | 51 | 21.1 | 5.2 | -9900 | 14.8879 | 282.449 | 74.3999 | 0 |  | 160 | 113.938 | 52.9572 | 0.060885 | 38.7706 | 49.3611 | 0.060885 | 34.3185 | 47.227 | 0 | 79.9146 | 80.0582 | 19813.6 | 24.9044 | 18490.8 | 18375.2 | 18206.6 | 18206.6 | 17823.3 | 17812 | 1093.71 | 0 | 0 | -18.1727 | 0 | 17830.2 | 944.768 | 17171.2 | 17085.3223
5059 | 1989-07-30 18:00 | 31 | 74 | 23 | 20 | 3.6 | -9900 | 2.7738 | 290.034 | 86.7375 | 0 |  | 31 | 5.2277 | 21.6916 | 0.011796 | 2.5255 | 20.1952 | 0.011796 | 1.5018 | 19.3223 | 0 | 20.4077 | 20.3903 | 5047.76 | 21.0421 | 3958.3 | 4012.36 | 3981.77 | 3981.77 | 3926.03 | 3925.77 | 1455.84 | 0 | 0 | 0.29465 | 0 | 3925.47 | 950 | 3734.27 | 3715.5947
5060 | 1989-07-30 19:00 | 0 | 0 | 0 | 20 | 4.6 | -9900
5061 | 1989-07-30 20:00 | 0 | 0 | 0 | 19.4 | 2.6 | -9900
5062 | 1989-07-30 21:00 | 0 | 0 | 0 | 19.4 | 2.6 | -9900
5063 | 1989-07-30 22:00 | 0 | 0 | 0 | 19.4 | 0 | -9900
5064 | 1989-07-30 23:00 | 0 | 0 | 0 | 19.4 | 2.6 | -9900
5065 | 1989-07-31 | 0 | 0 | 0 | 19.4 | 3.1 | -9900
5066 | 1989-07-31 01:00 | 0 | 0 | 0 | 19.4 | 4.1 | -9900
5067 | 1989-07-31 02:00 | 0 | 0 | 0 | 19.4 | 3.1 | -9900
5068 | 1989-07-31 03:00 | 0 | 0 | 0 | 19.4 | 2.6 | -9900
5069 | 1989-07-31 04:00 | 0 | 0 | 0 | 20 | 2.6 | -9900
5070 | 1989-07-31 05:00 | 26 | 15 | 24 | 20 | 4.1 | -9900 | 4.6865 | 71.3608 | 87.8884 | 0 |  | 26 | 0.84611 | 25.1635 | 0.0098938 | 0.5812 | 23.5018 | 0.0098938 | 0.24498 | 22.4852 | 0 | 22.2756 | 22.2667 | 5512.4 | 21.1124 | 4395.27 | 4456.11 | 4427.56 | 4427.56 | 4365.57 | 4365.32 | 1543.48 | 0 | 0 | 0.40705 | 0 | 4364.91 | 950 | 4154.05 | 4133.2812
5071 | 1989-07-31 06:00 | 115 | 31 | 106 | 20 | 3.6 | -9900 | 16.8701 | 78.8952 | 75.3797 | 0 |  | 115 | 7.8196 | 106.857 | 0.043761 | 7.4422 | 99.9409 | 0.043761 | 6.3226 | 95.6169 | 0 | 99.9007 | 99.8533 | 24720 | 25.1034 | 23287.8 | 23273.9 | 23197.4 | 23197.4 | 22872.7 | 22865.8 | 1565.26 | 0 | 0 | 11.3223 | 0 | 22854.5 | 950 | 22077.8 | 21967.3633
5072 | 1989-07-31 07:00 | 401 | 574 | 118 | 21.1 | 3.1 | -9900 | 29.37 | 86.3554 | 62.4789 | 0 |  | 401 | 266.318 | 116.637 | 0.15259 | 257.933 | 109.274 | 0.15259 | 242.801 | 104.544 | 0 | 340.399 | 340.227 | 84217.7 | 38.8887 | 83533.8 | 79110.6 | 78512.9 | 78512.9 | 77413.5 | 77323.7 | 1520.77 | 0 | 0 | 115.516 | 0 | 77208.2 | 949.999 | 75797.3 | 75418.3047
5073 | 1989-07-31 08:00 | 612 | 689 | 150 | 21.7 | 3.6 | -9900 | 41.9729 | 94.5855 | 49.4094 | 0 |  | 612 | 448.913 | 149.988 | 0.23288 | 437.507 | 140.472 | 0.23288 | 425.705 | 134.393 | 0 | 548.895 | 548.464 | 135773 | 49.7313 | 135966 | 123270 | 122579 | 122579 | 120863 | 120663 | 1539.41 | 0 | 0 | 302.769 | 0 | 120360 | 950 | 118373 | 117781.2031
5074 | 1989-07-31 09:00 | 792 | 762 | 172 | 22.8 | 3.6 | -9900 | 54.3934 | 105.171 | 36.3648 | 0 |  | 792 | 613.256 | 173.263 | 0.30138 | 596.566 | 162.197 | 0.30138 | 589.326 | 155.178 | 0 | 729.614 | 728.979 | 180458 | 60.0572 | 181168 | 157042 | 155855 | 155855 | 153672 | 153355 | 1541.21 | 0 | 0 | 498.573 | 0 | 152857 | 950 | 150238 | 149487.0156
5075 | 1989-07-31 10:00 | 918 | 801 | 185 | 23.3 | 4.1 | -9900 | 65.9749 | 122.218 | 23.7533 | 0 |  | 918 | 733.566 | 187.35 | 0.34933 | 705.793 | 175.335 | 0.34933 | 702.508 | 167.748 | 0 | 852.851 | 851.882 | 210894 | 65.8593 | 211651 | 178382 | 177685 | 177685 | 175196 | 174789 | 1553.48 | 0 | 0 | 663.795 | 0 | 174126 | 950 | 171034 | 170178.5938
5076 | 1989-07-31 11:00 | 974 | 812 | 191 | 24.4 | 4.1 | -9900 | 74.3502 | 157.447 | 13.3944 | 0 |  | 974 | 790.361 | 194.387 | 0.37064 | 767.087 | 181.86 | 0.37064 | 765.991 | 173.991 | 0 | 921.183 | 920.56 | 227886 | 70.3904 | 228576 | 188738 | 187815 | 187815 | 185185 | 184722 | 1544.49 | 817.037 | 0 | 704.824 | 0 | 184018 | 950 | 179880 | 178980.8125
5077 | 1989-07-31 12:00 | 971 | 813 | 191 | 23.9 | 4.6 | -9900 | 73.4008 | 210.41 | 13.0349 | 0 |  | 971 | 792.719 | 195.339 | 0.3695 | 787.095 | 182.68 | 0.3695 | 786.042 | 174.776 | 0 | 941.602 | 941.118 | 232983 | 69.8599 | 233722 | 194227 | 193710 | 193710 | 190998 | 190539 | 1591.87 | 1063 | 0 | 798.252 | 0 | 189741 | 950 | 185226 | 184300.3594
5078 | 1989-07-31 13:00 | 905 | 800 | 184 | 23.3 | 4.6 | -9900 | 64.14 | 241.369 | 22.9885 | 0 |  | 905 | 737.011 | 188.942 | 0.34438 | 737.011 | 176.631 | 0.34438 | 733.8 | 168.989 | 0 | 884.734 | 884.66 | 219016 | 66.5027 | 219861 | 185805 | 185510 | 185510 | 182913 | 182494 | 1590.83 | 0 | 0 | 736.213 | 0 | 181757 | 950 | 178498 | 177605.6562
5079 | 1989-07-31 14:00 | 773 | 761 | 169 | 23.3 | 5.2 | -9900 | 52.3267 | 256.8 | 35.4916 | 0 |  | 773 | 620.654 | 174.816 | 0.29415 | 620.352 | 163.346 | 0.29415 | 613.233 | 156.28 | 0 | 754.123 | 754.044 | 186674 | 59.1323 | 187463 | 163716 | 163406 | 163406 | 161118 | 160788 | 1587.59 | 0 | 0 | 567.188 | 0 | 160220 | 950 | 157456 | 156668.6094
5080 | 1989-07-31 15:00 | 594 | 697 | 145 | 23.3 | 4.6 | -9900 | 39.8394 | 266.806 | 48.5125 | 0 |  | 594 | 463.735 | 150.038 | 0.22604 | 360.105 | 140.134 | 0.22604 | 350.51 | 134.073 | 0 | 474.892 | 474.662 | 117501 | 46.4803 | 117419 | 106527 | 106015 | 106015 | 101249 | 101045 | 1412.95 | 0 | 0 | -975.265 | 0 | 102020 | 942.379 | 100304 | 99802.7656
5081 | 1989-07-31 16:00 | 382 | 584 | 112 | 23.3 | 3.6 | -9900 | 27.2276 | 274.82 | 61.5905 | 0 |  | 382 | 280.409 | 115.779 | 0.14536 | 224.142 | 108.08 | 0.14536 | 211.289 | 103.405 | 0 | 308.4 | 308.385 | 76346.6 | 39.0611 | 75576.7 | 71117.2 | 70597.4 | 70597.4 | 68453.1 | 68366.5 | 1392.31 | 0 | 0 | -268.958 | 0 | 68635.5 | 946.209 | 67343.3 | 67006.5781
5082 | 1989-07-31 17:00 | 168 | 372 | 72 | 22.2 | 3.6 | -9900 | 14.7524 | 282.234 | 74.5207 | 0 |  | 168 | 100.486 | 73.786 | 0.063929 | 35.9674 | 68.8251 | 0.063929 | 31.7313 | 65.849 | 0 | 95.6287 | 95.4831 | 23632.1 | 27.08 | 22259.3 | 21975.3 | 21786.5 | 21786.5 | 21460.1 | 21446.5 | 1082.76 | 0 | 0 | 4.4712 | 0 | 21442 | 942.084 | 20698.5 | 20594.9746
5083 | 1989-07-31 18:00 | 31 | 47 | 26 | 20.6 | 4.1 | -9900 | 2.6255 | 289.834 | 86.8411 | 0 |  | 31 | 3.1638 | 24.4944 | 0.011796 | 1.5391 | 22.8169 | 0.011796 | 0.9 | 21.8307 | 0 | 22.2761 | 22.2739 | 5514.12 | 21.7128 | 4398.21 | 4449.3 | 4419.49 | 4419.49 | 4357.62 | 4357.34 | 1487.04 | 0 | 0 | 0.38144 | 0 | 4356.95 | 950 | 4146.16 | 4125.4277
5084 | 1989-07-31 19:00 | 0 | 0 | 0 | 20 | 2.6 | -9900
5085 | 1989-07-31 20:00 | 0 | 0 | 0 | 20 | 2.1 | -9900
5086 | 1989-07-31 21:00 | 0 | 0 | 0 | 19.9 | 2 | -9900
5087 | 1989-07-31 22:00 | 0 | 0 | 0 | 19.8 | 1.9 | -9900
5088 | 1989-07-31 23:00 | 0 | 0 | 0 | 19.7 | 1.8 | -9900
5089 | 1978-08-01 | 0 | 0 | 0 | 19.7 | 1.8 | -9900
5090 | 1978-08-01 01:00 | 0 | 0 | 0 | 19.6 | 1.7 | -9900
5091 | 1978-08-01 02:00 | 0 | 0 | 0 | 19.5 | 1.6 | -9900
5092 | 1978-08-01 03:00 | 0 | 0 | 0 | 19.4 | 1.5 | -9900
5093 | 1978-08-01 04:00 | 0 | 0 | 0 | 19.4 | 1.5 | -9900
5094 | 1978-08-01 05:00 | 13 | 4 | 13 | 19.4 | 1.5 | -9900 | 4.6075 | 71.5084 | 87.9316 | 0 |  | 13 | 0 | 13.1584 | 0.0049469 | 0 | 12.2982 | 0.0049469 | 0 | 11.7662 | 0 | 11.5309 | 11.5266 | 2853.6 | 20.0482 | 1912.26 | 1938.97 | 1928.69 | 1928.69 | 1901.69 | 1901.64 | 1523 | 0 | 0 | 0.075661 | 0 | 1901.57 | 950 | 1806.1 | 1797.0707
5095 | 1978-08-01 06:00 | 96 | 5 | 95 | 19.4 | 1.5 | -9900 | 16.7997 | 79.0536 | 75.4412 | 0 |  | 96 | 0.86879 | 93.5405 | 0.036531 | 0.82665 | 87.5147 | 0.036531 | 0.70159 | 83.728 | 0 | 82.741 | 82.7097 | 20476.1 | 24.051 | 19050.9 | 19116.5 | 19054.5 | 19054.5 | 18787.7 | 18783.1 | 1565.15 | 0 | 0 | 7.7182 | 0 | 18775.4 | 950 | 18077.9 | 17987.5078
5096 | 1978-08-01 07:00 | 287 | 256 | 162 | 20.2 | 2.4 | -9900 | 29.3042 | 86.5319 | 62.534 | 0 |  | 287 | 117.655 | 159.708 | 0.10921 | 113.949 | 149.533 | 0.10921 | 107.242 | 143.062 | 0 | 245.297 | 245.198 | 60697.7 | 33.435 | 59626.2 | 57709.7 | 57397.7 | 57397.7 | 56594.1 | 56548.4 | 1531.01 | 0 | 0 | 64.8284 | 0 | 56483.6 | 950 | 55270.8 | 54994.4531
5097 | 1978-08-01 08:00 | 576 | 594 | 178 | 20.9 | 3.2 | -9900 | 41.9066 | 94.7922 | 49.4622 | 0 |  | 576 | 386.806 | 177.788 | 0.21918 | 377.078 | 166.494 | 0.21918 | 366.876 | 159.288 | 0 | 515.641 | 515.396 | 127586 | 47.725 | 127648 | 116714 | 116128 | 116128 | 114502 | 114327 | 1546.06 | 0 | 0 | 275.155 | 0 | 114051 | 949.999 | 112182 | 111621.2344
5098 | 1978-08-01 09:00 | 811 | 845 | 124 | 21.7 | 4.1 | -9900 | 54.3184 | 105.428 | 36.4222 | 0 |  | 811 | 679.663 | 124.903 | 0.30861 | 661.337 | 116.907 | 0.30861 | 653.281 | 111.848 | 0 | 749.827 | 749.044 | 185425 | 59.1216 | 186167 | 161989 | 160727 | 160727 | 158477 | 158138 | 1539.54 | 0 | 0 | 531.745 | 0 | 157606 | 950 | 154889 | 154114.6406
5099 | 1978-08-01 10:00 | 865 | 823 | 114 | 22.2 | 4.5 | -9900 | 65.8744 | 122.548 | 23.8301 | 0 |  | 865 | 751.726 | 115.275 | 0.32916 | 722.053 | 107.869 | 0.32916 | 718.67 | 103.202 | 0 | 805.434 | 804.367 | 199135 | 61.6607 | 199900 | 171630 | 170647 | 170647 | 168257 | 167868 | 1525.33 | 0 | 0 | 602.794 | 0 | 167265 | 950 | 164328 | 163506.7188
5100 | 1978-08-01 11:00 | 908 | 738 | 197 | 22.8 | 4.8 | -9900 | 74.1976 | 157.705 | 13.5289 | 0 |  | 908 | 717.824 | 200.416 | 0.34552 | 696.687 | 187.5 | 0.34552 | 695.673 | 179.387 | 0 | 857.559 | 856.816 | 212109 | 64.2639 | 212889 | 180985 | 180093 | 180093 | 177570 | 177144 | 1542.89 | 0 | 0 | 648.643 | 0 | 176495 | 950 | 173353 | 172485.8594
5101 | 1978-08-01 12:00 | 952 | 801 | 184 | 23.3 | 5.2 | -9900 | 73.2446 | 210.194 | 13.1859 | 0 |  | 952 | 780.684 | 188.337 | 0.36227 | 775.146 | 176.132 | 0.36227 | 774.085 | 168.512 | 0 | 923.744 | 923.268 | 228565 | 67.1739 | 229339 | 192992 | 192470 | 192470 | 189773 | 189324 | 1596.14 | 539.458 | 0 | 786.629 | 0 | 188537 | 950 | 184575 | 183652.3281
5102 | 1978-08-01 13:00 | 878 | 829 | 131 | 23.1 | 4.7 | -9900 | 64.023 | 241.093 | 23.0923 | 0 |  | 878 | 763.763 | 133.794 | 0.33411 | 763.763 | 125.086 | 0.33411 | 760.403 | 119.674 | 0 | 862.476 | 862.44 | 213513 | 65.0264 | 214371 | 182383 | 182089 | 182089 | 179538 | 179139 | 1599.35 | 0 | 0 | 711.871 | 0 | 178427 | 950 | 175246 | 174369.2812
5103 | 1978-08-01 14:00 | 730 | 753 | 133 | 23 | 4.1 | -9900 | 52.2289 | 256.576 | 35.5763 | 0 |  | 730 | 613.625 | 137.612 | 0.27779 | 613.327 | 128.591 | 0.27779 | 606.249 | 123.028 | 0 | 714.692 | 714.582 | 176904 | 58.6999 | 177622 | 155414 | 155108 | 155108 | 152937 | 152640 | 1585.98 | 0 | 0 | 511.345 | 0 | 152129 | 950 | 149542 | 148794.375
5104 | 1978-08-01 15:00 | 605 | 778 | 105 | 22.8 | 3.6 | -9900 | 39.7479 | 266.622 | 48.5924 | 0 |  | 605 | 516.586 | 109.012 | 0.23022 | 400.11 | 101.82 | 0.23022 | 389.396 | 97.4162 | 0 | 477.076 | 477.18 | 118126 | 47.1881 | 118075 | 106405 | 105849 | 105849 | 99394.6 | 99195.2 | 1428.29 | 0 | 0 | -1621.83 | 171.499 | 100646 | 941.559 | 98927.1 | 98432.4609
5105 | 1978-08-01 16:00 | 395 | 680 | 82 | 22.2 | 3.1 | -9900 | 27.1354 | 274.661 | 61.6721 | 0 |  | 395 | 325.229 | 85.1869 | 0.15031 | 260.025 | 79.5232 | 0.15031 | 245.039 | 76.084 | 0 | 314.7 | 315.286 | 78053.1 | 38.6846 | 77338.7 | 72718.2 | 72293.7 | 72293.7 | 69149.1 | 69057.3 | 1399.18 | 0 | 0 | -152.483 | 0 | 69209.8 | 940.877 | 67924.9 | 67585.2344
5106 | 1978-08-01 17:00 | 170 | 447 | 55 | 21.7 | 2.6 | -9900 | 14.6553 | 282.091 | 74.608 | 0 |  | 170 | 120.487 | 57.0601 | 0.06469 | 43.8772 | 53.1909 | 0.06469 | 38.6454 | 50.8912 | 0 | 87.7458 | 87.757 | 21718.2 | 26.3939 | 20388.3 | 20123.1 | 19947.2 | 19947.2 | 19516.1 | 19503 | 1049.41 | 0 | 0 | -35.7436 | 0 | 19538.8 | 939.882 | 18847.8 | 18753.5996
5107 | 1978-08-01 18:00 | 31 | 86 | 22 | 21.1 | 2.1 | -9900 | 2.52 | 289.702 | 86.9097 | 0 |  | 31 | 5.5714 | 20.399 | 0.011796 | 2.7149 | 18.9728 | 0.011796 | 1.5679 | 18.153 | 0 | 19.3264 | 19.3243 | 4783.81 | 22.1574 | 3710.46 | 3746.19 | 3717.57 | 3717.57 | 3665.52 | 3665.28 | 1406.26 | 0 | 0 | 0.24497 | 0 | 3665.04 | 950 | 3485.81 | 3468.3855
5108 | 1978-08-01 19:00 | 0 | 0 | 0 | 20.9 | 1.9 | -9900
5109 | 1978-08-01 20:00 | 0 | 0 | 0 | 20.8 | 1.7 | -9900
5110 | 1978-08-01 21:00 | 0 | 0 | 0 | 20.6 | 1.5 | -9900
5111 | 1978-08-01 22:00 | 0 | 0 | 0 | 20.6 | 1.5 | -9900
5112 | 1978-08-01 23:00 | 0 | 0 | 0 | 20.6 | 1.5 | -9900
5113 | 1978-08-02 | 0 | 0 | 0 | 20.6 | 1.5 | -9900
5114 | 1978-08-02 01:00 | 0 | 0 | 0 | 20.6 | 1.7 | -9900
5115 | 1978-08-02 02:00 | 0 | 0 | 0 | 20.6 | 1.9 | -9900
5116 | 1978-08-02 03:00 | 0 | 0 | 0 | 20.6 | 2.1 | -9900
5117 | 1978-08-02 04:00 | 0 | 0 | 0 | 20.6 | 2.3 | -9900
5118 | 1978-08-02 05:00 | 30 | 3 | 30 | 20.6 | 2.4 | -9900 | 4.4822 | 71.7306 | 88.0009 | 0 |  | 30 | 0 | 28.8622 | 0.011416 | 0 | 27.0175 | 0.011416 | 0 | 25.8483 | 0 | 25.3314 | 25.3202 | 6268.38 | 21.9667 | 5115.3 | 5171.36 | 5142.78 | 5142.78 | 5070.78 | 5070.43 | 1541.77 | 0 | 0 | 0.555 | 0 | 5069.88 | 950 | 4827.84 | 4803.7046
5119 | 1978-08-02 06:00 | 90 | 7 | 88 | 20.6 | 2.6 | -9900 | 16.687 | 79.2921 | 75.5403 | 0 |  | 90 | 1.7373 | 86.7507 | 0.034248 | 1.6529 | 81.1573 | 0.034248 | 1.4006 | 77.6458 | 0 | 77.4655 | 77.4332 | 19169.5 | 24.7417 | 17750.8 | 17765.6 | 17706.6 | 17706.6 | 17458.8 | 17454.8 | 1555.52 | 0 | 0 | 6.6354 | 0 | 17448.1 | 950 | 16782.2 | 16698.2793
5120 | 1978-08-02 07:00 | 301 | 264 | 172 | 21.5 | 2.8 | -9900 | 29.1982 | 86.7976 | 62.6237 | 0 |  | 301 | 121.454 | 169.519 | 0.11454 | 117.627 | 158.722 | 0.11454 | 110.664 | 151.853 | 0 | 257.267 | 257.145 | 63655.1 | 35.1295 | 62628.2 | 60222 | 59900.8 | 59900.8 | 59062.2 | 59014.5 | 1550.16 | 0 | 0 | 72.8009 | 0 | 58941.7 | 950 | 57698.2 | 57409.7344
5121 | 1978-08-02 08:00 | 467 | 353 | 232 | 22.4 | 2.9 | -9900 | 41.7998 | 95.1032 | 49.5488 | 0 |  | 467 | 228.461 | 230.503 | 0.17771 | 222.724 | 215.772 | 0.17771 | 216.668 | 206.435 | 0 | 414.641 | 414.38 | 102581 | 44.2638 | 102212 | 94829.6 | 94450.6 | 94450.6 | 93127.7 | 93013.7 | 1563.06 | 0 | 0 | 184.752 | 0 | 92829 | 949.999 | 91296.9 | 90840.4531
5122 | 1978-08-02 09:00 | 765 | 773 | 137 | 23.3 | 3.1 | -9900 | 54.1981 | 105.814 | 36.5159 | 0 |  | 765 | 621.479 | 138.425 | 0.29111 | 604.597 | 129.595 | 0.29111 | 597.188 | 123.987 | 0 | 706.751 | 705.986 | 174765 | 60.2123 | 175436 | 151949 | 150895 | 150895 | 148781 | 148485 | 1541.28 | 0 | 0 | 467.474 | 0 | 148017 | 950 | 145492 | 144764.9062
5123 | 1978-08-02 10:00 | 860 | 764 | 163 | 23.5 | 3.6 | -9900 | 65.7155 | 123.036 | 23.9539 | 0 |  | 860 | 697.878 | 165.433 | 0.32726 | 669.85 | 154.829 | 0.32726 | 666.678 | 148.129 | 0 | 798.511 | 797.428 | 197418 | 64.2555 | 198178 | 168218 | 167322 | 167322 | 164980 | 164607 | 1527.36 | 0 | 0 | 578.658 | 0 | 164028 | 950 | 161166 | 160360.0312
5124 | 1978-08-02 11:00 | 858 | 629 | 252 | 23.7 | 4.1 | -9900 | 73.9622 | 158.069 | 13.7382 | 0 |  | 858 | 611.998 | 256.923 | 0.32649 | 593.12 | 240.372 | 0.32649 | 592.23 | 229.972 | 0 | 805.758 | 805.099 | 199307 | 63.922 | 200095 | 170437 | 169810 | 169810 | 167433 | 167054 | 1543.45 | 0 | 0 | 582.804 | 0 | 166471 | 950 | 163559 | 162740.9844
5125 | 1978-08-02 12:00 | 906 | 695 | 240 | 23.9 | 4.6 | -9900 | 73.0084 | 209.855 | 13.4144 | 0 |  | 906 | 677.211 | 246.156 | 0.34476 | 672.407 | 230.203 | 0.34476 | 671.454 | 220.244 | 0 | 873.864 | 873.451 | 216230 | 66.5553 | 217063 | 183218 | 182755 | 182755 | 180196 | 179788 | 1585.57 | 0 | 0 | 708.867 | 0 | 179079 | 950 | 175880 | 175001.0312
5126 | 1978-08-02 13:00 | 735 | 451 | 329 | 23.7 | 4.8 | -9900 | 63.848 | 240.667 | 23.2473 | 0 |  | 735 | 415.255 | 336.089 | 0.27969 | 415.255 | 314.2 | 0.27969 | 413.402 | 300.607 | 0 | 699.729 | 699.621 | 173202 | 57.5568 | 173887 | 152905 | 152645 | 152645 | 150508 | 150223 | 1586.16 | 0 | 0 | 499.922 | 0 | 149723 | 950 | 147187 | 146450.9531
5127 | 1978-08-02 14:00 | 701 | 594 | 230 | 23.5 | 5 | -9900 | 52.0838 | 256.232 | 35.7014 | 0 |  | 701 | 484.314 | 236.545 | 0.26675 | 483.961 | 221.047 | 0.26675 | 478.329 | 211.485 | 0 | 676.017 | 675.973 | 167349 | 55.916 | 167973 | 148743 | 148439 | 148439 | 146360 | 146090 | 1588.23 | 0 | 0 | 466.291 | 0 | 145624 | 950 | 143176 | 142460.5156
5128 | 1978-08-02 15:00 | 333 | 173 | 222 | 23.3 | 5.2 | -9900 | 39.6127 | 266.339 | 48.7097 | 0 |  | 333 | 114.742 | 223.955 | 0.12672 | 88.4693 | 209.317 | 0.12672 | 86.0822 | 200.262 | 0 | 280.618 | 280.331 | 69398.9 | 36.6214 | 68470.8 | 65383.3 | 65155.6 | 65155.6 | 64243 | 64175.2 | 1437.63 | 0 | 0 | 74.5016 | 0 | 64100.8 | 949.999 | 62820.6 | 62506.4492
5129 | 1978-08-02 16:00 | 277 | 239 | 168 | 22.8 | 4.7 | -9900 | 26.9995 | 274.417 | 61.7918 | 0 |  | 277 | 113.345 | 170.507 | 0.10541 | 90.7255 | 159.267 | 0.10541 | 85.4586 | 152.378 | 0 | 233.08 | 233.154 | 57720.2 | 34.1345 | 56616.8 | 54581 | 54352.4 | 54352.4 | 53591.4 | 53545.6 | 1444.16 | 0 | 0 | 52.5433 | 0 | 53493.1 | 950 | 52342.6 | 52080.8477
5130 | 1978-08-02 17:00 | 112 | 25 | 106 | 22.2 | 4.1 | -9900 | 14.5118 | 281.871 | 74.7364 | 0 |  | 112 | 6.2954 | 107.332 | 0.042619 | 2.3773 | 100.357 | 0.042619 | 2.088 | 96.0157 | 0 | 96.1416 | 96.1055 | 23792.1 | 27.0013 | 22359.7 | 22185.6 | 22113.4 | 22113.4 | 21803.8 | 21797.6 | 1548.89 | 0 | 0 | 10.2368 | 0 | 21787.3 | 950 | 21026.4 | 20921.2852
5131 | 1978-08-02 18:00 | 21 | 6 | 20 | 21.7 | 3.6 | -9900 | 2.3638 | 289.498 | 87.0108 | 0 |  | 21 | 0.59883 | 20.4382 | 0.0079911 | 0.29324 | 19.1304 | 0.0079911 | 0.16605 | 18.3026 | 0 | 18.0993 | 18.09 | 4478.41 | 22.6246 | 3419.23 | 3447 | 3419.92 | 3419.92 | 3372.04 | 3371.89 | 1520.25 | 0 | 0 | 0.2412 | 0 | 3371.64 | 950 | 3206.21 | 3190.179
5132 | 1978-08-02 19:00 | 0 | 0 | 0 | 21.5 | 3.1 | -9900
5133 | 1978-08-02 20:00 | 0 | 0 | 0 | 21.3 | 2.6 | -9900
5134 | 1978-08-02 21:00 | 0 | 0 | 0 | 21.1 | 2.1 | -9900
5135 | 1978-08-02 22:00 | 0 | 0 | 0 | 21.1 | 2.1 | -9900
5136 | 1978-08-02 23:00 | 0 | 0 | 0 | 21.1 | 2.1 | -9900
5137 | 1978-08-03 | 0 | 0 | 0 | 21.1 | 2.1 | -9900
5138 | 1978-08-03 01:00 | 0 | 0 | 0 | 21.1 | 2.3 | -9900
5139 | 1978-08-03 02:00 | 0 | 0 | 0 | 21.1 | 2.4 | -9900
5140 | 1978-08-03 03:00 | 0 | 0 | 0 | 21.1 | 2.6 | -9900
5141 | 1978-08-03 04:00 | 0 | 0 | 0 | 21.1 | 2.4 | -9900
5142 | 1978-08-03 05:00 | 39 | 1 | 38 | 21.1 | 2.3 | -9900 | 4.3562 | 71.9581 | 88.0648 | 0 |  | 39 | 0.38775 | 38.1429 | 0.014841 | 0.27101 | 35.6807 | 0.014841 | 0.10761 | 34.1369 | 0 | 33.5596 | 33.5469 | 8304.98 | 22.919 | 7072.02 | 7126.36 | 7092.8 | 7092.8 | 6993.5 | 6992.85 | 1540.46 | 0 | 0 | 1.0576 | 0 | 6991.79 | 950 | 6668.34 | 6634.999
5143 | 1978-08-03 06:00 | 99 | 74 | 78 | 21.1 | 2.1 | -9900 | 16.5738 | 79.536 | 75.6397 | 0 |  | 99 | 18.2394 | 76.4375 | 0.037672 | 17.3479 | 71.5558 | 0.037672 | 14.6758 | 68.4593 | 0 | 81.4724 | 81.4247 | 20157.1 | 25.5555 | 18734.6 | 18690.4 | 18611.2 | 18611.2 | 18350.6 | 18345.9 | 1544.68 | 0 | 0 | 7.0946 | 0 | 18338.8 | 950 | 17653.1 | 17564.7871
5144 | 1978-08-03 07:00 | 262 | 128 | 200 | 22 | 2.4 | -9900 | 29.0916 | 87.0689 | 62.7136 | 0 |  | 262 | 58.3903 | 196.991 | 0.099699 | 56.5501 | 184.404 | 0.099699 | 53.1835 | 176.424 | 0 | 225.016 | 224.865 | 55666.4 | 34.1375 | 54519.5 | 52637.3 | 52432 | 52432 | 51697.9 | 51662.2 | 1561.14 | 0 | 0 | 57.1496 | 0 | 51605.1 | 950 | 50465.1 | 50212.7422
5145 | 1978-08-03 08:00 | 365 | 102 | 297 | 23 | 2.8 | -9900 | 41.6919 | 95.4204 | 49.636 | 0 |  | 365 | 66.1289 | 300.167 | 0.13889 | 64.4536 | 280.807 | 0.13889 | 62.6922 | 268.657 | 0 | 324.722 | 324.63 | 80365.6 | 40.2065 | 79607.8 | 75081.8 | 74867.9 | 74867.9 | 73819.6 | 73749.4 | 1571.64 | 0 | 0 | 118.731 | 0 | 73630.6 | 949.999 | 72237.2 | 71876.0312
5146 | 1978-08-03 09:00 | 550 | 252 | 345 | 23.9 | 3.1 | -9900 | 54.0761 | 106.206 | 36.6109 | 0 |  | 550 | 202.934 | 344.644 | 0.20929 | 197.431 | 322.564 | 0.20929 | 194.997 | 308.606 | 0 | 493.531 | 493.244 | 122105 | 49.6892 | 122074 | 110799 | 110324 | 110324 | 108779 | 108626 | 1569.41 | 0 | 0 | 256.954 | 0 | 108369 | 950 | 106606 | 106072.7969
5147 | 1978-08-03 10:00 | 754 | 391 | 398 | 24.3 | 4 | -9900 | 65.5536 | 123.53 | 24.0802 | 0 |  | 754 | 356.556 | 399.778 | 0.28692 | 342.237 | 374.084 | 0.28692 | 340.598 | 357.897 | 0 | 684.526 | 683.944 | 169320 | 58.6251 | 169936 | 148357 | 147774 | 147774 | 145705 | 145423 | 1547.12 | 0 | 0 | 456.191 | 0 | 144967 | 950 | 142510 | 141797.7969
5148 | 1978-08-03 11:00 | 750 | 238 | 521 | 24.6 | 4.8 | -9900 | 73.7225 | 158.437 | 13.9519 | 0 |  | 750 | 231.337 | 523.924 | 0.2854 | 223.877 | 490.106 | 0.2854 | 223.531 | 468.901 | 0 | 678.583 | 678.07 | 167862 | 57.4138 | 168474 | 148029 | 147544 | 147544 | 145478 | 145204 | 1569.01 | 0 | 0 | 454.615 | 0 | 144750 | 950 | 142308 | 141596.4531
5149 | 1978-08-03 12:00 | 961 | 660 | 330 | 25 | 5.7 | -9900 | 72.7662 | 209.525 | 13.6492 | 0 |  | 961 | 641.828 | 336.309 | 0.36569 | 637.275 | 314.516 | 0.36569 | 636.339 | 300.909 | 0 | 918.503 | 918.034 | 227268 | 67.6439 | 228049 | 191531 | 191050 | 191050 | 188375 | 187929 | 1584.98 | 257.771 | 0 | 777.051 | 0 | 187152 | 950 | 183504 | 182586.3438
5150 | 1978-08-03 13:00 | 842 | 631 | 275 | 24.6 | 4.8 | -9900 | 63.6668 | 240.242 | 23.4087 | 0 |  | 842 | 580.13 | 281.975 | 0.32041 | 580.13 | 263.601 | 0.32041 | 577.504 | 252.197 | 0 | 813.108 | 813.013 | 201275 | 63.9441 | 202126 | 172803 | 172522 | 172522 | 170106 | 169744 | 1591 | 0 | 0 | 636.296 | 0 | 169108 | 950 | 166141 | 165310.0938
5151 | 1978-08-03 14:00 | 719 | 639 | 214 | 24.3 | 4 | -9900 | 51.9331 | 255.885 | 35.8321 | 0 |  | 719 | 519.493 | 220.488 | 0.2736 | 518.861 | 206.038 | 0.2736 | 512.77 | 197.125 | 0 | 695.697 | 695.611 | 172211 | 59.2106 | 172886 | 150932 | 150592 | 150592 | 148484 | 148205 | 1587.94 | 0 | 0 | 482.343 | 0 | 147723 | 950 | 145231 | 144504.9375
5152 | 1978-08-03 15:00 | 578 | 678 | 145 | 23.9 | 3.1 | -9900 | 39.4723 | 266.052 | 48.832 | 0 |  | 578 | 447.837 | 150.127 | 0.21995 | 344.171 | 140.218 | 0.21995 | 334.814 | 134.153 | 0 | 459.587 | 459.494 | 113750 | 47.9246 | 113610 | 102372 | 101817 | 101817 | 96997.6 | 96806.1 | 1405.83 | 0 | 0 | -1349.81 | 0 | 98155.9 | 942.325 | 96496.5 | 96013.9688
5153 | 1978-08-03 16:00 | 348 | 450 | 143 | 23.2 | 3.4 | -9900 | 26.8587 | 274.169 | 61.9162 | 0 |  | 348 | 213.338 | 146.515 | 0.13242 | 170.585 | 136.808 | 0.13242 | 160.604 | 130.891 | 0 | 285.665 | 285.897 | 70778.2 | 37.9454 | 69896.1 | 66208.2 | 65873.2 | 65873.2 | 64804.4 | 64729.1 | 1397.48 | 0 | 0 | -41.5003 | 0 | 64770.6 | 950 | 63491.5 | 63174.0547
5154 | 1978-08-03 17:00 | 64 | 31 | 56 | 22.4 | 3.8 | -9900 | 14.3637 | 281.648 | 74.8693 | 0 |  | 64 | 8.4065 | 55.9389 | 0.024354 | 3.4013 | 52.3499 | 0.024354 | 2.9753 | 50.0846 | 0 | 51.9988 | 51.9895 | 12870.3 | 25.033 | 11524.2 | 11520.7 | 11470.3 | 11470.3 | 11309.7 | 11307.9 | 1488.03 | 0 | 0 | 2.6372 | 0 | 11305.3 | 950 | 10819.2 | 10765.124
5155 | 1978-08-03 18:00 | 23 | 4 | 23 | 21.7 | 4.1 | -9900 | 2.2028 | 289.291 | 87.1152 | 0 |  | 23 | 0 | 21.9833 | 0.0087522 | 0 | 20.5158 | 0.0087522 | 0 | 19.6286 | 0 | 19.236 | 19.2288 | 4760.35 | 22.6607 | 3684.05 | 3714.01 | 3685.85 | 3685.85 | 3634.25 | 3634.07 | 1506.82 | 0 | 0 | 0.27614 | 0 | 3633.79 | 950 | 3456.14 | 3438.8582
5156 | 1978-08-03 19:00 | 0 | 0 | 0 | 21.5 | 3.4 | -9900
5157 | 1978-08-03 20:00 | 0 | 0 | 0 | 21.3 | 2.8 | -9900
5158 | 1978-08-03 21:00 | 0 | 0 | 0 | 21.1 | 2.1 | -9900
5159 | 1978-08-03 22:00 | 0 | 0 | 0 | 21.1 | 2.1 | -9900
5160 | 1978-08-03 23:00 | 0 | 0 | 0 | 21.1 | 2.1 | -9900
5161 | 1978-08-04 | 0 | 0 | 0 | 21.1 | 2.1 | -9900
5162 | 1978-08-04 01:00 | 0 | 0 | 0 | 21.1 | 2.1 | -9900
5163 | 1978-08-04 02:00 | 0 | 0 | 0 | 21.1 | 2.1 | -9900
5164 | 1978-08-04 03:00 | 0 | 0 | 0 | 21.1 | 2.1 | -9900
5165 | 1978-08-04 04:00 | 0 | 0 | 0 | 21.3 | 2.4 | -9900
5166 | 1978-08-04 05:00 | 24 | 4 | 24 | 21.5 | 2.8 | -9900 | 4.2297 | 72.1908 | 88.126 | 0 |  | 24 | 0 | 23.4223 | 0.0091327 | 0 | 21.9146 | 0.0091327 | 0 | 20.9664 | 0 | 20.547 | 20.5368 | 5084.15 | 22.5885 | 3989.9 | 4023.55 | 3996.09 | 3996.09 | 3940.14 | 3939.93 | 1523.79 | 0 | 0 | 0.32987 | 0 | 3939.6 | 950 | 3748.06 | 3729.3184
5167 | 1978-08-04 06:00 | 142 | 166 | 95 | 21.7 | 3.1 | -9900 | 16.46 | 79.7851 | 75.7392 | 0 |  | 142 | 40.8166 | 92.3532 | 0.054035 | 38.8958 | 86.5084 | 0.054035 | 32.8538 | 82.7643 | 0 | 113.306 | 113.254 | 28035.9 | 27.6214 | 26614.2 | 26336.7 | 26218.3 | 26218.3 | 25851.2 | 25841.5 | 1527.15 | 0 | 0 | 13.7348 | 0 | 25827.8 | 950 | 25015.2 | 24890.1348
5168 | 1978-08-04 07:00 | 347 | 312 | 196 | 22.8 | 3.4 | -9900 | 28.9844 | 87.3458 | 62.8038 | 0 |  | 347 | 142.253 | 193.038 | 0.13204 | 137.737 | 180.75 | 0.13204 | 129.491 | 172.927 | 0 | 296.37 | 296.129 | 73305.7 | 38.0731 | 72432.3 | 68863.7 | 68492.3 | 68492.3 | 67533.3 | 67469.8 | 1539.71 | 0 | 0 | 93.6494 | 0 | 67376.1 | 949.999 | 66042.8 | 65712.5781
5169 | 1978-08-04 08:00 | 522 | 492 | 194 | 23.9 | 3.8 | -9900 | 41.5831 | 95.7436 | 49.7237 | 0 |  | 522 | 319.08 | 193.392 | 0.19864 | 311.257 | 181.084 | 0.19864 | 302.71 | 173.248 | 0 | 466.439 | 466.071 | 115377 | 47.5045 | 115233 | 105494 | 105091 | 105091 | 103619 | 103476 | 1550.13 | 0 | 0 | 227.166 | 0 | 103248 | 949.999 | 101570 | 101061.7031
5170 | 1978-08-04 09:00 | 782 | 762 | 165 | 25 | 4.1 | -9900 | 53.9523 | 106.605 | 36.7072 | 0 |  | 782 | 610.975 | 166.419 | 0.29757 | 594.285 | 155.794 | 0.29757 | 586.914 | 149.052 | 0 | 721.247 | 720.736 | 178418 | 61.0074 | 179112 | 154602 | 153592 | 153592 | 151442 | 151129 | 1537.61 | 0 | 0 | 486.255 | 0 | 150643 | 950 | 148065 | 147324.5312
5171 | 1978-08-04 10:00 | 691 | 503 | 234 | 25.4 | 4.5 | -9900 | 65.3887 | 124.031 | 24.2091 | 0 |  | 691 | 457.855 | 237.304 | 0.26295 | 439.259 | 222.1 | 0.26295 | 437.131 | 212.49 | 0 | 636.628 | 635.936 | 157435 | 56.5978 | 157924 | 138973 | 138324 | 138324 | 136387 | 136135 | 1535.06 | 0 | 0 | 398.908 | 0 | 135736 | 950 | 133454 | 132786.6562
5172 | 1978-08-04 11:00 | 932 | 801 | 163 | 25.7 | 4.8 | -9900 | 73.4785 | 158.808 | 14.17 | 0 |  | 932 | 777.089 | 166.453 | 0.35465 | 750.943 | 155.73 | 0.35465 | 749.745 | 148.992 | 0 | 880.762 | 879.906 | 217826 | 68.2813 | 218571 | 182219 | 181516 | 181516 | 178975 | 178534 | 1531.08 | 0 | 0 | 656.151 | 0 | 177878 | 950 | 174702 | 173828.7031
5173 | 1978-08-04 12:00 | 816 | 630 | 214 | 26.1 | 5.2 | -9900 | 72.5182 | 209.205 | 13.89 | 0 |  | 816 | 612.531 | 220.005 | 0.31051 | 608.186 | 205.748 | 0.31051 | 607.261 | 196.846 | 0 | 788.025 | 787.78 | 195023 | 63.5355 | 195845 | 167607 | 167157 | 167157 | 164817 | 164475 | 1589.69 | 0 | 0 | 591.649 | 0 | 163884 | 950 | 161034 | 160229.0156
5174 | 1978-08-04 13:00 | 856 | 691 | 236 | 25.9 | 5.2 | -9900 | 63.4793 | 239.818 | 23.5764 | 0 |  | 856 | 634.588 | 242.83 | 0.32573 | 634.588 | 227.001 | 0.32573 | 631.672 | 217.181 | 0 | 831.876 | 831.764 | 205918 | 65.4256 | 206778 | 175614 | 175349 | 175349 | 172893 | 172522 | 1601.13 | 0 | 0 | 659.479 | 0 | 171862 | 950 | 168833 | 167989.1875
5175 | 1978-08-04 14:00 | 750 | 762 | 150 | 25.8 | 5.2 | -9900 | 51.7769 | 255.536 | 35.9683 | 0 |  | 750 | 617.483 | 154.947 | 0.2854 | 616.432 | 144.795 | 0.2854 | 609.13 | 138.531 | 0 | 732.708 | 732.705 | 181392 | 60.6183 | 182144 | 158033 | 157727 | 157727 | 155519 | 155212 | 1584.54 | 0 | 0 | 526.032 | 0 | 154686 | 950 | 152043 | 151283.1719
5176 | 1978-08-04 15:00 | 555 | 635 | 151 | 25.6 | 5.2 | -9900 | 39.3268 | 265.764 | 48.9593 | 0 |  | 555 | 418.072 | 156.249 | 0.21119 | 320.039 | 145.939 | 0.21119 | 311.268 | 139.626 | 0 | 441.876 | 441.977 | 109416 | 46.6028 | 109203 | 99189.3 | 98692.5 | 98692.5 | 94443.3 | 94263.7 | 1416.27 | 0 | 0 | -1164.11 | 0 | 95427.8 | 943.256 | 93808.8 | 93339.7891
5177 | 1978-08-04 16:00 | 297 | 352 | 137 | 24.7 | 4.3 | -9900 | 26.713 | 273.919 | 62.0453 | 0 |  | 297 | 166.642 | 140.475 | 0.11302 | 133.357 | 131.166 | 0.11302 | 125.492 | 125.493 | 0 | 245.966 | 245.918 | 60880.5 | 36.8745 | 59837.4 | 56992.4 | 56774.3 | 56774.3 | 55972.4 | 55917.1 | 1411.96 | 0 | 0 | 47.8565 | 0 | 55869.2 | 950 | 54697.1 | 54423.6484
5178 | 1978-08-04 17:00 | 127 | 105 | 101 | 23.7 | 3.5 | -9900 | 14.2108 | 281.422 | 75.0067 | 0 |  | 127 | 27.3641 | 101.838 | 0.048327 | 11.5282 | 95.0871 | 0.048327 | 10.0536 | 90.9745 | 0 | 99.0076 | 98.9923 | 24506 | 28.7824 | 23078.9 | 22734.5 | 22639.5 | 22639.5 | 22322.5 | 22314.8 | 1424.22 | 0 | 0 | 9.5543 | 0 | 22305.3 | 950 | 21531.7 | 21424.0625
5179 | 1978-08-04 18:00 | 29 | 23 | 27 | 22.8 | 2.6 | -9900 | 2.0372 | 289.081 | 87.2228 | 0 |  | 29 | 1.1128 | 26.8075 | 0.011035 | 0.55236 | 25.0416 | 0.011035 | 0.29872 | 23.9584 | 0 | 23.772 | 23.7647 | 5883.24 | 24.0711 | 4747.71 | 4763.46 | 4735.73 | 4735.73 | 4669.43 | 4669.14 | 1550.5 | 0 | 0 | 0.469 | 0 | 4668.67 | 950 | 4444.1 | 4421.8804
5180 | 1978-08-04 19:00 | 0 | 0 | 0 | 22.6 | 2.4 | -9900
5181 | 1978-08-04 20:00 | 0 | 0 | 0 | 22.4 | 2.3 | -9900
5182 | 1978-08-04 21:00 | 0 | 0 | 0 | 22.2 | 2.1 | -9900
5183 | 1978-08-04 22:00 | 0 | 0 | 0 | 22 | 2.1 | -9900
5184 | 1978-08-04 23:00 | 0 | 0 | 0 | 21.9 | 2.1 | -9900
5185 | 1978-08-05 | 0 | 0 | 0 | 21.7 | 2.1 | -9900
5186 | 1978-08-05 01:00 | 0 | 0 | 0 | 21.7 | 2.1 | -9900
5187 | 1978-08-05 02:00 | 0 | 0 | 0 | 21.7 | 2.1 | -9900
5188 | 1978-08-05 03:00 | 0 | 0 | 0 | 21.7 | 2.1 | -9900
5189 | 1978-08-05 04:00 | 0 | 0 | 0 | 21.9 | 1.9 | -9900
5190 | 1978-08-05 05:00 | 42 | 153 | 26 | 22 | 1.7 | -9900 | 4.1025 | 72.4287 | 88.1873 | 0 |  | 42 | 5.8115 | 22.2987 | 0.015982 | 4.0484 | 20.9457 | 0.015982 | 1.5299 | 20.0386 | 0 | 21.1372 | 21.0996 | 5223.19 | 23.1757 | 4129.04 | 4153.55 | 4114.53 | 4114.53 | 4056.92 | 4056.57 | 1384.59 | 0 | 0 | 0.32947 | 0 | 4056.24 | 950 | 3860.27 | 3840.9658
5191 | 1978-08-05 06:00 | 200 | 517 | 53 | 22.2 | 1.5 | -9900 | 16.3458 | 80.0394 | 75.8388 | 0 |  | 200 | 127.648 | 51.0777 | 0.076106 | 121.63 | 47.9093 | 0.076106 | 102.562 | 45.8352 | 0 | 145.429 | 145.419 | 35996 | 30.3773 | 34635.8 | 33874.3 | 33621.4 | 33621.4 | 33150.7 | 33131.3 | 1482.97 | 0 | 0 | 19.642 | 0 | 33111.7 | 950 | 32246.3 | 32085.0527
5192 | 1978-08-05 07:00 | 424 | 716 | 78 | 23.7 | 2.7 | -9900 | 28.8765 | 87.6281 | 62.8943 | 0 |  | 424 | 326.061 | 77.5682 | 0.16134 | 315.637 | 72.6777 | 0.16134 | 296.634 | 69.532 | 0 | 358.843 | 358.619 | 88768.9 | 42.7947 | 88168.9 | 82172.3 | 81493 | 81493 | 80352.1 | 80252.5 | 1512.1 | 0 | 0 | 121.117 | 0 | 80131.3 | 949.999 | 78704.5 | 78311
5193 | 1978-08-05 08:00 | 628 | 794 | 101 | 25.2 | 4 | -9900 | 41.4732 | 96.0728 | 49.812 | 0 |  | 628 | 512.842 | 101.529 | 0.23897 | 501.069 | 95.0889 | 0.23897 | 487.245 | 90.9736 | 0 | 566.654 | 566.155 | 140146 | 53.6136 | 140408 | 125236 | 124869 | 124869 | 123120 | 122914 | 1541.17 | 0 | 0 | 320.467 | 0 | 122594 | 949.999 | 120564 | 119961.0859
5194 | 1978-08-05 09:00 | 795 | 839 | 117 | 26.7 | 5.2 | -9900 | 53.8268 | 107.011 | 36.8047 | 0 |  | 795 | 671.597 | 118.028 | 0.30252 | 653.117 | 110.474 | 0.30252 | 644.966 | 105.693 | 0 | 735.646 | 734.697 | 181873 | 61.613 | 182594 | 157172 | 156066 | 156066 | 153880 | 153559 | 1537.27 | 0 | 0 | 500.094 | 0 | 153059 | 950 | 150432 | 149680.1719
5195 | 1978-08-05 10:00 | 917 | 869 | 127 | 26.7 | 5 | -9900 | 65.2207 | 124.538 | 24.3407 | 0 |  | 917 | 791.727 | 128.363 | 0.34895 | 759.392 | 120.117 | 0.34895 | 755.671 | 114.92 | 0 | 853.179 | 852.222 | 210980 | 67.568 | 211722 | 176878 | 175957 | 175957 | 173493 | 173076 | 1523.31 | 0 | 0 | 640.277 | 0 | 172436 | 950 | 169380 | 168532.6406
5196 | 1978-08-05 11:00 | 976 | 889 | 124 | 26.7 | 4.8 | -9900 | 73.2302 | 159.182 | 14.3925 | 0 |  | 976 | 861.236 | 125.701 | 0.3714 | 832.26 | 117.594 | 0.3714 | 830.892 | 112.506 | 0 | 924.529 | 923.511 | 228622 | 71.3915 | 229285 | 188215 | 187443 | 187443 | 184819 | 184338 | 1518.15 | 734.789 | 0 | 685.461 | 0 | 183652 | 950 | 179605 | 178707.1094
5197 | 1978-08-05 12:00 | 965 | 881 | 124 | 26.7 | 4.6 | -9900 | 72.2645 | 208.894 | 14.1367 | 0 |  | 965 | 855.998 | 126.225 | 0.36721 | 849.927 | 118.047 | 0.36721 | 848.587 | 112.94 | 0 | 942.296 | 941.824 | 233158 | 72.6943 | 233897 | 191794 | 191271 | 191271 | 188592 | 188139 | 1583.07 | 18.9351 | 0 | 770.065 | 0 | 187369 | 950 | 183956 | 183036.4062
5198 | 1978-08-05 13:00 | 900 | 872 | 119 | 26.5 | 4.4 | -9900 | 63.2858 | 239.395 | 23.7505 | 0 |  | 900 | 799.673 | 121.8 | 0.34248 | 799.673 | 113.873 | 0.34248 | 795.94 | 108.946 | 0 | 886.789 | 886.711 | 219521 | 70.1987 | 220363 | 183078 | 182822 | 182822 | 180262 | 179853 | 1593.37 | 0 | 0 | 716.024 | 0 | 179137 | 950 | 175940 | 175060.0781
5199 | 1978-08-05 14:00 | 774 | 845 | 109 | 26.3 | 4.3 | -9900 | 51.6151 | 255.186 | 36.11 | 0 |  | 774 | 684.677 | 112.141 | 0.29453 | 682.68 | 104.81 | 0.29453 | 674.515 | 100.276 | 0 | 759.295 | 759.194 | 187953 | 63.8851 | 188748 | 161393 | 160983 | 160983 | 158729 | 158404 | 1574.93 | 0 | 0 | 546.905 | 0 | 157857 | 950 | 155145 | 154369.2812
5200 | 1978-08-05 15:00 | 599 | 794 | 94 | 26.1 | 4.1 | -9900 | 39.1763 | 265.472 | 49.0915 | 0 |  | 599 | 522.885 | 97.8798 | 0.22794 | 398.7 | 91.418 | 0.22794 | 387.682 | 87.4639 | 0 | 465.643 | 466.276 | 115433 | 49.3947 | 115353 | 102851 | 102371 | 102371 | 95452.4 | 95258.2 | 1411.87 | 0 | 0 | -705.876 | 265.232 | 95698.8 | 942.924 | 94025.6 | 93555.4609
5201 | 1978-08-05 16:00 | 391 | 702 | 74 | 25.4 | 3.4 | -9900 | 26.5626 | 273.666 | 62.179 | 0 |  | 391 | 330.432 | 77.1192 | 0.14879 | 264.068 | 71.9857 | 0.14879 | 248.361 | 68.8725 | 0 | 310.888 | 310.954 | 76979.1 | 41.4377 | 76253.3 | 70901.7 | 70611 | 70611 | 67398.7 | 67312 | 1408.57 | 0 | 0 | -108.622 | 0 | 67420.7 | 940.042 | 66154.6 | 65823.8203
5202 | 1978-08-05 17:00 | 176 | 511 | 49 | 24.6 | 2.8 | -9900 | 14.0533 | 281.194 | 75.1486 | 0 |  | 176 | 133.881 | 51.0324 | 0.066973 | 58.7795 | 47.5618 | 0.066973 | 51.0906 | 45.5056 | 0 | 94.6642 | 94.7185 | 23444.3 | 29.6204 | 22136.1 | 21549.7 | 21180.8 | 21180.8 | 20507.5 | 20494.4 | 1135.63 | 0 | 0 | -6.7405 | 0 | 20501.1 | 943.22 | 19792.3 | 19693.3223
5203 | 1978-08-05 18:00 | 34 | 114 | 21 | 23.9 | 2.1 | -9900 | 1.8669 | 288.87 | 87.3337 | 0 |  | 34 | 6.9452 | 19.2533 | 0.012938 | 3.4748 | 17.9208 | 0.012938 | 1.8292 | 17.1463 | 0 | 18.5959 | 18.5915 | 4602.38 | 24.9173 | 3540.37 | 3540.39 | 3512.4 | 3512.4 | 3463.22 | 3463 | 1376.67 | 0 | 0 | 0.21688 | 0 | 3462.78 | 950 | 3292.91 | 3276.448
5204 | 1978-08-05 19:00 | 0 | 0 | 0 | 23.5 | 2.4 | -9900
5205 | 1978-08-05 20:00 | 0 | 0 | 0 | 23.2 | 2.8 | -9900
5206 | 1978-08-05 21:00 | 0 | 0 | 0 | 22.8 | 3.1 | -9900
5207 | 1978-08-05 22:00 | 0 | 0 | 0 | 22.6 | 2.8 | -9900
5208 | 1978-08-05 23:00 | 0 | 0 | 0 | 22.4 | 2.4 | -9900
5209 | 1978-08-06 | 0 | 0 | 0 | 22.2 | 2.1 | -9900
5210 | 1978-08-06 01:00 | 0 | 0 | 0 | 22.2 | 2.1 | -9900
5211 | 1978-08-06 02:00 | 0 | 0 | 0 | 22.2 | 2.1 | -9900
5212 | 1978-08-06 03:00 | 0 | 0 | 0 | 22.2 | 2.1 | -9900
5213 | 1978-08-06 04:00 | 0 | 0 | 0 | 22 | 2.4 | -9900
5214 | 1978-08-06 05:00 | 34 | 35 | 30 | 21.9 | 2.8 | -9900 | 3.9749 | 72.6717 | 88.2487 | 0 |  | 34 | 1.4037 | 27.3255 | 0.012938 | 0.97771 | 25.6132 | 0.012938 | 0.36078 | 24.5045 | 0 | 24.368 | 24.3588 | 6030.15 | 23.1911 | 4889.54 | 4921.03 | 4891.47 | 4891.47 | 4822.99 | 4822.63 | 1490.18 | 0 | 0 | 0.49143 | 0 | 4822.14 | 950 | 4591.27 | 4568.311
5215 | 1978-08-06 06:00 | 147 | 28 | 139 | 21.7 | 3.1 | -9900 | 16.2311 | 80.2988 | 75.9386 | 0 |  | 147 | 6.9462 | 135.656 | 0.055938 | 6.6182 | 126.982 | 0.055938 | 5.571 | 121.487 | 0 | 124.517 | 124.45 | 30808.7 | 28.2068 | 29396.2 | 29031.3 | 28941.8 | 28941.8 | 28536.6 | 28526 | 1563.5 | 0 | 0 | 17.8012 | 0 | 28508.2 | 950 | 27665.4 | 27527.0273
5216 | 1978-08-06 07:00 | 354 | 361 | 180 | 22.2 | 3.4 | -9900 | 28.7681 | 87.9157 | 62.985 | 0 |  | 354 | 164.028 | 177.422 | 0.13471 | 158.712 | 166.128 | 0.13471 | 149.103 | 158.938 | 0 | 301.88 | 301.673 | 74676.7 | 37.7591 | 73826.8 | 70266.5 | 69867.5 | 69867.5 | 68889.4 | 68821.6 | 1530.76 | 0 | 0 | 96.5607 | 0 | 68725.1 | 949.999 | 67379.3 | 67042.3906
5217 | 1978-08-06 08:00 | 558 | 565 | 184 | 22.8 | 3.8 | -9900 | 41.3624 | 96.4077 | 49.9009 | 0 |  | 558 | 364.08 | 183.9 | 0.21234 | 355.56 | 172.218 | 0.21234 | 345.701 | 164.764 | 0 | 500.256 | 499.874 | 123742 | 48.1165 | 123740 | 112979 | 112629 | 112629 | 111052 | 110882 | 1538.35 | 0 | 0 | 259.118 | 0 | 110623 | 949.999 | 108818 | 108274.1016
5218 | 1978-08-06 09:00 | 795 | 841 | 117 | 23.3 | 4.1 | -9900 | 53.6995 | 107.423 | 36.9036 | 0 |  | 795 | 671.821 | 118.051 | 0.30252 | 653.216 | 110.496 | 0.30252 | 645.013 | 105.714 | 0 | 735.713 | 734.931 | 181934 | 60.0165 | 182655 | 158304 | 157311 | 157311 | 155108 | 154781 | 1530.25 | 0 | 0 | 506.075 | 0 | 154275 | 950 | 151623 | 150864.8438
5219 | 1978-08-06 10:00 | 916 | 870 | 126 | 24.2 | 4.1 | -9900 | 65.0497 | 125.05 | 24.4751 | 0 |  | 916 | 791.984 | 127.393 | 0.34857 | 759.275 | 119.21 | 0.34857 | 755.512 | 114.052 | 0 | 852.172 | 850.903 | 210654 | 66.7104 | 211397 | 177249 | 176381 | 176381 | 173910 | 173495 | 1527.97 | 0 | 0 | 641.914 | 0 | 172853 | 950 | 169789 | 168939.6094
5220 | 1978-08-06 11:00 | 977 | 885 | 130 | 25.2 | 4.1 | -9900 | 72.9777 | 159.558 | 14.6193 | 0 |  | 977 | 856.46 | 131.741 | 0.37178 | 826.447 | 123.244 | 0.37178 | 825.045 | 117.912 | 0 | 924.098 | 923.093 | 228514 | 71.3169 | 229178 | 188116 | 187584 | 187584 | 184955 | 184486 | 1542.02 | 477.548 | 0 | 700.842 | 0 | 183786 | 950 | 179994 | 179093.7812
5221 | 1978-08-06 12:00 | 970 | 882 | 130 | 26.1 | 4.1 | -9900 | 72.0051 | 208.593 | 14.3893 | 0 |  | 970 | 855.273 | 132.289 | 0.36911 | 849.207 | 123.718 | 0.36911 | 847.82 | 118.366 | 0 | 946.861 | 946.361 | 234281 | 73.3794 | 235008 | 192054 | 191526 | 191526 | 188845 | 188385 | 1575.05 | 90.4277 | 0 | 767.05 | 0 | 187618 | 950 | 184127 | 183206.3281
5222 | 1978-08-06 13:00 | 898 | 865 | 125 | 26.1 | 3.4 | -9900 | 63.0862 | 238.974 | 23.9309 | 0 |  | 898 | 791.782 | 127.89 | 0.34172 | 791.782 | 119.567 | 0.34172 | 788.026 | 114.394 | 0 | 884.372 | 884.324 | 218931 | 71.7098 | 219776 | 181302 | 181050 | 181050 | 178515 | 178121 | 1603.99 | 0 | 0 | 706.21 | 0 | 177415 | 950 | 174257 | 173385.25
5223 | 1978-08-06 14:00 | 768 | 832 | 115 | 26.1 | 2.8 | -9900 | 51.4477 | 254.833 | 36.2572 | 0 |  | 768 | 672.623 | 118.254 | 0.29225 | 670.17 | 110.524 | 0.29225 | 662.077 | 105.743 | 0 | 752.463 | 752.392 | 186266 | 65.9793 | 187050 | 158411 | 157945 | 157945 | 155733 | 155426 | 1588.86 | 0 | 0 | 530.537 | 0 | 154896 | 950 | 152248 | 151487.2656
5224 | 1978-08-06 15:00 | 593 | 779 | 99 | 26.1 | 2.1 | -9900 | 39.0206 | 265.179 | 49.2287 | 0 |  | 593 | 511.79 | 103.02 | 0.22565 | 388.953 | 96.2208 | 0.22565 | 378.112 | 92.059 | 0 | 460.768 | 460.625 | 114036 | 51.3048 | 113930 | 100646 | 100077 | 100077 | 93762.2 | 93577.3 | 1426.92 | 0 | 0 | -689.248 | 187.864 | 94078.7 | 942.645 | 92437.6 | 91975.3906
5225 | 1978-08-06 16:00 | 386 | 688 | 77 | 25.2 | 2.6 | -9900 | 26.4073 | 273.411 | 62.3174 | 0 |  | 386 | 322.367 | 80.2019 | 0.14688 | 257.266 | 74.8655 | 0.14688 | 241.827 | 71.6278 | 0 | 307.186 | 307.412 | 76102.1 | 41.6428 | 75358.7 | 70000.2 | 69748.6 | 69748.6 | 66737.4 | 66652.7 | 1409.5 | 0 | 0 | -121.623 | 0 | 66774.3 | 940.742 | 65508.8 | 65181.2188
5226 | 1978-08-06 17:00 | 165 | 448 | 56 | 24.2 | 3.1 | -9900 | 13.8911 | 280.964 | 75.295 | 0 |  | 165 | 115.1 | 58.1741 | 0.062787 | 53.7569 | 54.2295 | 0.062787 | 46.5392 | 51.8849 | 0 | 96.4556 | 96.4814 | 23884.7 | 29.2445 | 22544.1 | 22033.7 | 21811.7 | 21811.7 | 21392.2 | 21378.5 | 1118.58 | 0 | 0 | -23.2357 | 0 | 21401.7 | 942.633 | 20668.6 | 20565.2559
5227 | 1978-08-06 18:00 | 26 | 70 | 19 | 23.3 | 3.6 | -9900 | 1.692 | 288.655 | 87.4477 | 0 |  | 26 | 3.58 | 17.4544 | 0.0098938 | 1.8078 | 16.2557 | 0.0098938 | 0.92327 | 15.5531 | 0 | 16.1468 | 16.1445 | 3996.66 | 24.1251 | 2970 | 2978.52 | 2955.66 | 2955.66 | 2914.28 | 2914.14 | 1409.01 | 0 | 0 | 0.16071 | 0 | 2913.98 | 950 | 2769.81 | 2755.9563
5228 | 1978-08-06 19:00 | 0 | 0 | 0 | 23.1 | 3.1 | -9900
5229 | 1978-08-06 20:00 | 0 | 0 | 0 | 23 | 2.6 | -9900
5230 | 1978-08-06 21:00 | 0 | 0 | 0 | 22.8 | 2.1 | -9900
5231 | 1978-08-06 22:00 | 0 | 0 | 0 | 22.6 | 2.1 | -9900
5232 | 1978-08-06 23:00 | 0 | 0 | 0 | 22.4 | 2.1 | -9900
5233 | 1978-08-07 | 0 | 0 | 0 | 22.2 | 2.1 | -9900
5234 | 1978-08-07 01:00 | 0 | 0 | 0 | 22 | 2.3 | -9900
5235 | 1978-08-07 02:00 | 0 | 0 | 0 | 21.9 | 2.4 | -9900
5236 | 1978-08-07 03:00 | 0 | 0 | 0 | 21.7 | 2.6 | -9900
5237 | 1978-08-07 04:00 | 0 | 0 | 0 | 21.9 | 2.4 | -9900
5238 | 1978-08-07 05:00 | 41 | 68 | 34 | 22 | 2.3 | -9900 | 3.8468 | 72.9198 | 88.3101 | 0 |  | 41 | 2.3705 | 29.8957 | 0.015602 | 1.6672 | 28.0456 | 0.015602 | 0.60239 | 26.8314 | 0 | 26.8851 | 26.8745 | 6652.99 | 23.4572 | 5485.89 | 5515.48 | 5483.71 | 5483.71 | 5406.94 | 5406.46 | 1470.16 | 0 | 0 | 0.61448 | 0 | 5405.84 | 950 | 5149.74 | 5123.9897
5239 | 1978-08-07 06:00 | 141 | 185 | 89 | 22.2 | 2.1 | -9900 | 16.1159 | 80.5633 | 76.0386 | 0 |  | 141 | 45.1476 | 86.5733 | 0.053655 | 43.0028 | 81.0961 | 0.053655 | 36.1352 | 77.5862 | 0 | 111.447 | 111.368 | 27569.2 | 28.2939 | 26146.6 | 25807.1 | 25678.3 | 25678.3 | 25318.8 | 25309.1 | 1512.02 | 0 | 0 | 13.0171 | 0 | 25296.1 | 950 | 24490.6 | 24368.1953
5240 | 1978-08-07 07:00 | 394 | 572 | 118 | 23.7 | 2.8 | -9900 | 28.659 | 88.2086 | 63.0759 | 0 |  | 394 | 260.274 | 116.786 | 0.14993 | 252.156 | 109.418 | 0.14993 | 236.81 | 104.682 | 0 | 334.662 | 334.462 | 82790.6 | 41.4276 | 82082.1 | 76954.4 | 76491 | 76491 | 75420.1 | 75337.5 | 1524.08 | 0 | 0 | 113.062 | 0 | 75224.4 | 949.999 | 73828.8 | 73459.6484
5241 | 1978-08-07 08:00 | 591 | 678 | 144 | 25.2 | 3.4 | -9900 | 41.2505 | 96.7483 | 49.9905 | 0 |  | 591 | 435.3 | 144.224 | 0.22489 | 425.018 | 135.081 | 0.22489 | 413.171 | 129.235 | 0 | 531.558 | 531.108 | 131471 | 52.5924 | 131597 | 117903 | 117544 | 117544 | 115898 | 115719 | 1553.62 | 0 | 0 | 289.447 | 0 | 115430 | 950 | 113533 | 112965.7344
5242 | 1978-08-07 09:00 | 791 | 837 | 117 | 26.7 | 4.1 | -9900 | 53.5703 | 107.841 | 37.0038 | 0 |  | 791 | 668.086 | 118.074 | 0.301 | 649.45 | 110.518 | 0.301 | 641.243 | 105.736 | 0 | 732.039 | 731.12 | 180987 | 63.2261 | 181703 | 155265 | 154377 | 154377 | 152216 | 151902 | 1539.59 | 0 | 0 | 489.852 | 0 | 151412 | 950 | 148817 | 148073.3906
5243 | 1978-08-07 10:00 | 912 | 867 | 126 | 26.7 | 4.3 | -9900 | 64.8755 | 125.567 | 24.6123 | 0 |  | 912 | 788.234 | 127.421 | 0.34704 | 755.32 | 119.237 | 0.34704 | 751.532 | 114.077 | 0 | 848.297 | 847.345 | 209774 | 68.6492 | 210520 | 174936 | 174071 | 174071 | 171634 | 171231 | 1533.88 | 0 | 0 | 628.292 | 0 | 170602 | 950 | 167588 | 166750.2969
5244 | 1978-08-07 11:00 | 969 | 877 | 130 | 26.7 | 4.4 | -9900 | 72.7209 | 159.936 | 14.8504 | 0 |  | 969 | 848.653 | 131.775 | 0.36873 | 818.915 | 123.276 | 0.36873 | 817.482 | 117.942 | 0 | 916.716 | 915.518 | 226639 | 71.8184 | 227316 | 186180 | 185676 | 185676 | 183074 | 182610 | 1523.53 | 64.4186 | 0 | 677.86 | 0 | 181932 | 950 | 178597 | 177703.625
5245 | 1978-08-07 12:00 | 966 | 879 | 130 | 26.7 | 4.6 | -9900 | 71.7402 | 208.301 | 14.6477 | 0 |  | 966 | 851.498 | 132.323 | 0.36759 | 845.459 | 123.751 | 0.36759 | 844.027 | 118.396 | 0 | 943.175 | 942.638 | 233358 | 72.7341 | 234095 | 191919 | 191397 | 191397 | 188715 | 188264 | 1587.48 | 0 | 0 | 771.472 | 0 | 187493 | 950 | 184097 | 183176.0781
5246 | 1978-08-07 13:00 | 891 | 858 | 125 | 25.9 | 4.4 | -9900 | 62.8806 | 238.555 | 24.1176 | 0 |  | 891 | 784.916 | 127.92 | 0.33905 | 784.916 | 119.595 | 0.33905 | 781.131 | 114.421 | 0 | 877.641 | 877.591 | 217265 | 69.1493 | 218114 | 182097 | 181835 | 181835 | 179288 | 178887 | 1595.77 | 0 | 0 | 709.975 | 0 | 178177 | 950 | 175002 | 174126.5469
5247 | 1978-08-07 14:00 | 767 | 833 | 115 | 25.2 | 4.3 | -9900 | 51.2749 | 254.48 | 36.4099 | 0 |  | 767 | 671.901 | 118.281 | 0.29187 | 667.489 | 110.549 | 0.29187 | 659.343 | 105.767 | 0 | 749.808 | 749.718 | 185609 | 62.316 | 186383 | 160417 | 159703 | 159703 | 157466 | 157143 | 1568.87 | 0 | 0 | 536.025 | 0 | 156607 | 950 | 153922 | 153151.9531
5248 | 1978-08-07 15:00 | 592 | 782 | 99 | 24.4 | 4.1 | -9900 | 38.86 | 264.883 | 49.3709 | 0 |  | 592 | 511.056 | 103.047 | 0.22527 | 386.727 | 96.246 | 0.22527 | 375.852 | 92.0831 | 0 | 458.576 | 458.569 | 113527 | 47.3097 | 113413 | 102059 | 101419 | 101419 | 95096.4 | 94904.6 | 1419 | 0 | 0 | -543.609 | 129.185 | 95319.1 | 942.669 | 93650.5 | 93182.2734
5249 | 1978-08-07 16:00 | 354 | 542 | 112 | 23.5 | 3.6 | -9900 | 26.2473 | 273.154 | 62.4604 | 0 |  | 354 | 252.69 | 115.953 | 0.13471 | 201.379 | 108.243 | 0.13471 | 189.183 | 103.561 | 0 | 286.889 | 286.896 | 71022 | 38.1629 | 70161.1 | 66302.8 | 66067 | 66067 | 64279.4 | 64205.2 | 1418.23 | 0 | 0 | -248.305 | 0 | 64453.5 | 946.931 | 63190.3 | 62874.3555
5250 | 1978-08-07 17:00 | 126 | 135 | 94 | 22.6 | 3.1 | -9900 | 13.7244 | 280.731 | 75.4458 | 0 |  | 126 | 33.8503 | 94.8353 | 0.047947 | 16.4101 | 88.5496 | 0.047947 | 14.1592 | 84.7198 | 0 | 96.9014 | 96.9054 | 23990.6 | 27.6667 | 22566.9 | 22321.7 | 22213.7 | 22213.7 | 21902.7 | 21895 | 1403.17 | 0 | 0 | 8.9114 | 0 | 21886.1 | 950 | 21120.9 | 21015.3359
5251 | 1978-08-07 18:00 | 18 | 17 | 16 | 21.7 | 2.6 | -9900 | 1.5126 | 288.439 | 87.5564 | 0 |  | 18 | 0.97938 | 14.9811 | 0.0068495 | 0.49816 | 13.971 | 0.0068495 | 0.24588 | 13.3669 | 0 | 13.3405 | 13.3389 | 3302.22 | 22.4135 | 2324 | 2342.46 | 2329.23 | 2329.23 | 2296.62 | 2296.54 | 1503.14 | 0 | 0 | 0.10833 | 0 | 2296.44 | 950 | 2181.77 | 2170.8611
5252 | 1978-08-07 19:00 | 0 | 0 | 0 | 21.7 | 2.8 | -9900
5253 | 1978-08-07 20:00 | 0 | 0 | 0 | 21.7 | 2.9 | -9900
5254 | 1978-08-07 21:00 | 0 | 0 | 0 | 21.7 | 3.1 | -9900
5255 | 1978-08-07 22:00 | 0 | 0 | 0 | 21.5 | 3.3 | -9900
5256 | 1978-08-07 23:00 | 0 | 0 | 0 | 21.3 | 3.4 | -9900
5257 | 1978-08-08 | 0 | 0 | 0 | 21.1 | 3.6 | -9900
5258 | 1978-08-08 01:00 | 0 | 0 | 0 | 21.1 | 3.6 | -9900
5259 | 1978-08-08 02:00 | 0 | 0 | 0 | 21.1 | 3.6 | -9900
5260 | 1978-08-08 03:00 | 0 | 0 | 0 | 21.1 | 3.6 | -9900
5261 | 1978-08-08 04:00 | 0 | 0 | 0 | 21.1 | 3.8 | -9900
5262 | 1978-08-08 05:00 | 23 | 1 | 23 | 21.1 | 3.9 | -9900 | 3.7183 | 73.1728 | 88.3668 | 0 |  | 23 | 0 | 22.3182 | 0.0087522 | 0 | 20.8824 | 0.0087522 | 0 | 19.9788 | 0 | 19.5792 | 19.5746 | 4845.95 | 22.0869 | 3765.1 | 3803.12 | 3775.55 | 3775.55 | 3722.7 | 3722.51 | 1538.1 | 0 | 0 | 0.29902 | 0 | 3722.21 | 950 | 3540.62 | 3522.9192
5263 | 1978-08-08 06:00 | 120 | 7 | 118 | 21.1 | 4.1 | -9900 | 16.0003 | 80.8326 | 76.1386 | 0 |  | 120 | 1.7364 | 115.59 | 0.045664 | 1.6567 | 108.179 | 0.045664 | 1.3899 | 103.497 | 0 | 102.79 | 102.75 | 25437 | 26.2333 | 24005.8 | 23889.2 | 23815.5 | 23815.5 | 23482.1 | 23474.7 | 1544.98 | 0 | 0 | 11.8957 | 0 | 23462.8 | 950 | 22676.8 | 22563.3887
5264 | 1978-08-08 07:00 | 135 | 0 | 135 | 21.5 | 4.6 | -9900 | 28.5493 | 88.5066 | 63.1671 | 0 |  | 135 | 0 | 133.571 | 0.051372 | 0 | 124.945 | 0.051372 | 0 | 119.539 | 0 | 117.149 | 117.093 | 28987.7 | 27.2183 | 27565.8 | 27329.5 | 27244.8 | 27244.8 | 26863.4 | 26853.8 | 1549.36 | 0 | 0 | 15.6045 | 0 | 26838.2 | 950 | 26007.8 | 25877.793
5265 | 1978-08-08 08:00 | 217 | 2 | 216 | 21.8 | 5.2 | -9900 | 41.1375 | 97.0944 | 50.0807 | 0 |  | 217 | 0.97419 | 214.007 | 0.082575 | 0.95074 | 200.191 | 0.082575 | 0.9241 | 191.53 | 0 | 188.605 | 188.544 | 46677.4 | 30.7597 | 45410.9 | 44421.5 | 44312.3 | 44312.3 | 43691.9 | 43667.2 | 1567.13 | 0 | 0 | 41.7413 | 0 | 43625.5 | 950 | 42644.4 | 42431.1406
5266 | 1978-08-08 09:00 | 386 | 1 | 385 | 22.2 | 5.7 | -9900 | 53.4394 | 108.264 | 37.1054 | 0 |  | 386 | 0.99157 | 382.24 | 0.14688 | 0.96498 | 357.589 | 0.14688 | 0.95271 | 342.116 | 0 | 336.208 | 336.1 | 83206 | 37.8123 | 82496.1 | 78558.6 | 78358.7 | 78358.7 | 77261.6 | 77185.3 | 1574.39 | 0 | 0 | 130.521 | 0 | 77054.8 | 949.999 | 75635.4 | 75257.2109
5267 | 1978-08-08 10:00 | 544 | 192 | 370 | 22.6 | 5 | -9900 | 64.6982 | 126.088 | 24.7524 | 0 |  | 544 | 174.554 | 370.784 | 0.20701 | 167.185 | 346.915 | 0.20701 | 166.336 | 331.904 | 0 | 488.276 | 487.912 | 120790 | 45.9976 | 120737 | 111261 | 110886 | 110886 | 109333 | 109179 | 1567.12 | 0 | 0 | 261.31 | 0 | 108917 | 950 | 107144 | 106607.9219
5268 | 1978-08-08 11:00 | 740 | 423 | 337 | 22.9 | 4.3 | -9900 | 72.4601 | 160.315 | 15.0859 | 0 |  | 740 | 407.775 | 342.455 | 0.28159 | 393.487 | 320.384 | 0.28159 | 392.776 | 306.522 | 0 | 685.312 | 684.938 | 169563 | 56.8089 | 170184 | 149730 | 149340 | 149340 | 147248 | 146957 | 1538.55 | 0 | 0 | 451.348 | 0 | 146506 | 950 | 144028 | 143307.5312
5269 | 1978-08-08 12:00 | 845 | 594 | 281 | 23.3 | 3.6 | -9900 | 71.4699 | 208.018 | 14.9117 | 0 |  | 845 | 574.661 | 287.708 | 0.32155 | 569.77 | 269.067 | 0.32155 | 568.769 | 257.425 | 0 | 809.671 | 809.272 | 200344 | 64.6609 | 201179 | 171273 | 170652 | 170652 | 168262 | 167904 | 1585.13 | 0 | 0 | 610.918 | 0 | 167293 | 950 | 164367 | 163545.2188
5270 | 1978-08-08 13:00 | 734 | 452 | 332 | 23.5 | 3.4 | -9900 | 62.669 | 238.138 | 24.3105 | 0 |  | 734 | 412.09 | 339.464 | 0.27931 | 412.09 | 317.359 | 0.27931 | 410.069 | 303.629 | 0 | 699.425 | 699.3 | 173124 | 59.567 | 173807 | 151501 | 151229 | 151229 | 149112 | 148836 | 1594.78 | 0 | 0 | 491.094 | 0 | 148345 | 950 | 145838 | 145108.9844
5271 | 1978-08-08 14:00 | 666 | 599 | 198 | 23.7 | 3.3 | -9900 | 51.0966 | 254.125 | 36.5681 | 0 |  | 666 | 482.51 | 204.553 | 0.25343 | 478.873 | 191.143 | 0.25343 | 472.967 | 182.875 | 0 | 642.725 | 642.598 | 159087 | 56.9937 | 159614 | 140628 | 140063 | 140063 | 138102 | 137854 | 1576.07 | 0 | 0 | 415.391 | 0 | 137439 | 950 | 135150 | 134474.25
5272 | 1978-08-08 15:00 | 359 | 239 | 208 | 23.9 | 3.1 | -9900 | 38.6943 | 264.585 | 49.518 | 0 |  | 359 | 156.625 | 211.52 | 0.13661 | 118.088 | 197.651 | 0.13661 | 114.737 | 189.101 | 0 | 297.761 | 297.667 | 73692.4 | 39.4635 | 72841.6 | 68681.4 | 68406.2 | 68406.2 | 67444.9 | 67360.5 | 1404.11 | 0 | 0 | 71.0587 | 0 | 67289.4 | 949.999 | 65989.9 | 65659.9609
5273 | 1978-08-08 16:00 | 337 | 482 | 122 | 23.3 | 2.9 | -9900 | 26.0826 | 272.894 | 62.6079 | 0 |  | 337 | 224.699 | 125.389 | 0.12824 | 178.648 | 117.074 | 0.12824 | 167.723 | 112.011 | 0 | 274.139 | 274.391 | 67925 | 37.7776 | 67006.9 | 63460.3 | 63227.9 | 63227.9 | 61850.9 | 61781.9 | 1408.21 | 0 | 0 | -101.448 | 0 | 61883.3 | 949.235 | 60638.4 | 60335.2578
5274 | 1978-08-08 17:00 | 144 | 329 | 66 | 22.8 | 2.8 | -9900 | 13.5531 | 280.496 | 75.6011 | 0 |  | 144 | 82.6611 | 67.8859 | 0.054796 | 41.3146 | 63.312 | 0.054796 | 35.5183 | 60.5744 | 0 | 94.1708 | 94.0535 | 23286.8 | 27.7851 | 21904.5 | 21593.5 | 21392.6 | 21392.6 | 21073.5 | 21062.6 | 1207.55 | 0 | 0 | 5.4882 | 0 | 21057.1 | 947.349 | 20316.4 | 20214.7891
5275 | 1978-08-08 18:00 | 24 | 39 | 20 | 22.2 | 2.6 | -9900 | 1.3288 | 288.22 | 87.6649 | 0 |  | 24 | 1.8718 | 18.2184 | 0.0091327 | 0.95825 | 16.9731 | 0.0091327 | 0.45502 | 16.2394 | 0 | 16.3605 | 16.359 | 4049.89 | 23.075 | 3018.44 | 3037.6 | 3013.73 | 3013.73 | 2971.53 | 2971.39 | 1368.86 | 0 | 0 | 0.16411 | 0 | 2971.22 | 950 | 2824.36 | 2810.2415
5276 | 1978-08-08 19:00 | 0 | 0 | 0 | 22 | 2.2 | -9900
5277 | 1978-08-08 20:00 | 0 | 0 | 0 | 21.9 | 1.9 | -9900
5278 | 1978-08-08 21:00 | 0 | 0 | 0 | 21.7 | 1.5 | -9900
5279 | 1978-08-08 22:00 | 0 | 0 | 0 | 21.7 | 2 | -9900
5280 | 1978-08-08 23:00 | 0 | 0 | 0 | 21.7 | 2.6 | -9900
5281 | 1978-08-09 | 0 | 0 | 0 | 21.7 | 3.1 | -9900
5282 | 1978-08-09 01:00 | 0 | 0 | 0 | 21.5 | 3.1 | -9900
5283 | 1978-08-09 02:00 | 0 | 0 | 0 | 21.3 | 3.1 | -9900
5284 | 1978-08-09 03:00 | 0 | 0 | 0 | 21.1 | 3.1 | -9900
5285 | 1978-08-09 04:00 | 0 | 0 | 0 | 21.3 | 3.3 | -9900
5286 | 1978-08-09 05:00 | 35 | 26 | 32 | 21.5 | 3.4 | -9900 | 3.5894 | 73.4307 | 88.4201 | 0 |  | 35 | 0.94983 | 28.574 | 0.013319 | 0.6741 | 26.7857 | 0.013319 | 0.22733 | 25.6262 | 0 | 25.3365 | 25.3179 | 6267.62 | 22.8058 | 5115.88 | 5156.2 | 5126.16 | 5126.16 | 5054.4 | 5054.02 | 1515.72 | 0 | 0 | 0.55225 | 0 | 5053.47 | 950 | 4812.4 | 4788.3374
5287 | 1978-08-09 06:00 | 126 | 36 | 116 | 21.7 | 3.6 | -9900 | 15.8844 | 81.1068 | 76.2387 | 0 |  | 126 | 8.6816 | 116.819 | 0.047947 | 8.281 | 109.278 | 0.047947 | 6.9345 | 104.549 | 0 | 109.254 | 109.196 | 27032.6 | 27.2809 | 25604.4 | 25377.6 | 25296.1 | 25296.1 | 24941.9 | 24933.7 | 1548.94 | 0 | 0 | 13.4392 | 0 | 24920.2 | 950 | 24112.8 | 23992.2812
5288 | 1978-08-09 07:00 | 219 | 59 | 191 | 22.1 | 3.4 | -9900 | 28.4389 | 88.8095 | 63.2586 | 0 |  | 219 | 26.4244 | 192.519 | 0.083336 | 25.5825 | 180.091 | 0.083336 | 24.0078 | 172.299 | 0 | 192.38 | 192.29 | 47602.9 | 32.0175 | 46347.9 | 45116.6 | 44980.9 | 44980.9 | 44351.1 | 44325.6 | 1565.11 | 0 | 0 | 42.7662 | 0 | 44282.8 | 950 | 43287.6 | 43071.1133
5289 | 1978-08-09 08:00 | 264 | 9 | 258 | 22.4 | 3.3 | -9900 | 41.0235 | 97.4458 | 50.1715 | 0 |  | 264 | 5.8473 | 255.533 | 0.10046 | 5.7054 | 239.054 | 0.10046 | 5.5446 | 228.711 | 0 | 229.57 | 229.466 | 56807.4 | 34.2889 | 55675.8 | 53730.3 | 53592.8 | 53592.8 | 52842.5 | 52806 | 1556.83 | 0 | 0 | 60.6457 | 0 | 52745.3 | 950 | 51584.3 | 51326.4023
5290 | 1978-08-09 09:00 | 291 | 13 | 281 | 22.8 | 3.1 | -9900 | 53.3065 | 108.694 | 37.2086 | 0 |  | 291 | 9.9193 | 278.929 | 0.11073 | 9.6488 | 260.915 | 0.11073 | 9.5253 | 249.626 | 0 | 253.968 | 253.786 | 62827.6 | 36.0691 | 61785 | 59221.2 | 59071.7 | 59071.7 | 58244.7 | 58201.1 | 1573.24 | 0 | 0 | 74.2054 | 0 | 58126.9 | 949.999 | 56893.6 | 56609.1719
5291 | 1978-08-09 10:00 | 729 | 521 | 258 | 23.3 | 3.6 | -9900 | 64.5177 | 126.614 | 24.8953 | 0 |  | 729 | 472.662 | 261.534 | 0.27741 | 452.166 | 244.776 | 0.27741 | 449.843 | 234.184 | 0 | 670.346 | 669.601 | 165771 | 57.5225 | 166348 | 145722 | 144997 | 144997 | 142967 | 142690 | 1531 | 0 | 0 | 436.229 | 0 | 142253 | 950 | 139843 | 139144.125
5292 | 1978-08-09 11:00 | 646 | 456 | 211 | 23.9 | 4.1 | -9900 | 72.1951 | 160.694 | 15.3257 | 0 |  | 646 | 440.307 | 216.073 | 0.24582 | 424.88 | 202.161 | 0.24582 | 424.088 | 193.414 | 0 | 605.152 | 604.59 | 149671 | 54.1048 | 150068 | 133539 | 133150 | 133150 | 131286 | 131051 | 1533.56 | 0 | 0 | 357.86 | 0 | 130693 | 950 | 128522 | 127879.3281
5293 | 1978-08-09 12:00 | 927 | 836 | 134 | 24.4 | 4.6 | -9900 | 71.1942 | 207.745 | 15.1812 | 0 |  | 927 | 808.284 | 136.413 | 0.35275 | 800.259 | 127.576 | 0.35275 | 798.801 | 122.056 | 0 | 902.44 | 902.115 | 223327 | 68.4551 | 224121 | 187377 | 186386 | 186386 | 183776 | 183330 | 1559.04 | 0 | 0 | 703.937 | 0 | 182626 | 950 | 179344 | 178447.6875
5294 | 1978-08-09 13:00 | 837 | 790 | 134 | 24.2 | 4.6 | -9900 | 62.4515 | 237.724 | 24.5095 | 0 |  | 837 | 720.937 | 137.066 | 0.3185 | 720.937 | 128.146 | 0.3185 | 717.339 | 122.602 | 0 | 823.142 | 823.068 | 203766 | 64.3949 | 204623 | 174590 | 174332 | 174332 | 171890 | 171522 | 1594.97 | 0 | 0 | 653.666 | 0 | 170868 | 950 | 167862 | 167022.6406
5295 | 1978-08-09 14:00 | 638 | 625 | 150 | 24.1 | 4.6 | -9900 | 50.9129 | 253.769 | 36.7318 | 0 |  | 638 | 503.371 | 155.785 | 0.24278 | 499.087 | 145.562 | 0.24278 | 492.865 | 139.265 | 0 | 619.487 | 619.185 | 153291 | 54.3381 | 153743 | 136989 | 136356 | 136356 | 134447 | 134205 | 1554.38 | 0 | 0 | 385.713 | 0 | 133819 | 950 | 131603 | 130945.1172
5296 | 1978-08-09 15:00 | 486 | 574 | 127 | 23.9 | 4.6 | -9900 | 38.5236 | 264.286 | 49.67 | 0 |  | 486 | 372.603 | 132.007 | 0.18494 | 279.892 | 123.287 | 0.18494 | 271.875 | 117.954 | 0 | 382.032 | 381.91 | 94551.4 | 42.5507 | 94104.4 | 86914.6 | 86475.6 | 86475.6 | 82704.7 | 82561.1 | 1402.17 | 0 | 0 | -515.569 | 0 | 83076.7 | 942.547 | 81626.7 | 81218.5391
5297 | 1978-08-09 16:00 | 362 | 658 | 71 | 23.5 | 3.8 | -9900 | 25.9133 | 272.632 | 62.76 | 0 |  | 362 | 304.409 | 74.1407 | 0.13775 | 241.149 | 69.2029 | 0.13775 | 226.262 | 66.2101 | 0 | 286.622 | 286.603 | 70943.4 | 38.0152 | 70119.4 | 66140 | 65697.6 | 65697.6 | 62779.7 | 62700.6 | 1383.17 | 0 | 0 | -107.329 | 0 | 62808 | 939.515 | 61579.2 | 61271.3164
5298 | 1978-08-09 17:00 | 162 | 495 | 45 | 23.2 | 2.9 | -9900 | 13.3773 | 280.258 | 75.7606 | 0 |  | 162 | 124.228 | 47.0319 | 0.061646 | 64.3364 | 43.8256 | 0.061646 | 55.1313 | 41.9309 | 0 | 95.121 | 95.2197 | 23574.6 | 28.2241 | 22258 | 21819.4 | 21491 | 21491 | 20673 | 20660.1 | 1167.14 | 0 | 0 | 4.9641 | 0 | 20655.1 | 938.082 | 19945.3 | 19845.541
5299 | 1978-08-09 18:00 | 33 | 122 | 19 | 22.8 | 2.1 | -9900 | 1.1405 | 287.999 | 87.7763 | 0 |  | 33 | 6.2394 | 17.2851 | 0.012557 | 3.2218 | 16.1028 | 0.012557 | 1.4634 | 15.4067 | 0 | 16.5327 | 16.536 | 4093.62 | 23.7048 | 3062.43 | 3074.99 | 3051.79 | 3051.79 | 3009.07 | 3008.9 | 1382.33 | 0 | 0 | 0.16471 | 0 | 3008.73 | 950 | 2860.08 | 2845.7837
5300 | 1978-08-09 19:00 | 0 | 0 | 0 | 22.6 | 2.4 | -9900
5301 | 1978-08-09 20:00 | 0 | 0 | 0 | 22.4 | 2.8 | -9900
5302 | 1978-08-09 21:00 | 0 | 0 | 0 | 22.2 | 3.1 | -9900
5303 | 1978-08-09 22:00 | 0 | 0 | 0 | 22 | 3.1 | -9900
5304 | 1978-08-09 23:00 | 0 | 0 | 0 | 21.9 | 3.1 | -9900
5305 | 1978-08-10 | 0 | 0 | 0 | 21.7 | 3.1 | -9900
5306 | 1978-08-10 01:00 | 0 | 0 | 0 | 21.7 | 2.6 | -9900
5307 | 1978-08-10 02:00 | 0 | 0 | 0 | 21.7 | 2 | -9900
5308 | 1978-08-10 03:00 | 0 | 0 | 0 | 21.7 | 1.5 | -9900
5309 | 1978-08-10 04:00 | 0 | 0 | 0 | 21.7 | 1.5 | -9900
5310 | 1978-08-10 05:00 | 12 | 4 | 12 | 21.7 | 1.5 | -9900 | 3.4602 | 73.6934 | 88.4734 | 0 |  | 12 | 0 | 12.1269 | 0.0045664 | 0 | 11.3374 | 0.0045664 | 0 | 10.8469 | 0 | 10.63 | 10.6272 | 2630.93 | 22.2976 | 1709.75 | 1722.14 | 1712.67 | 1712.67 | 1688.69 | 1688.66 | 1518.9 | 0 | 0 | 0.059757 | 0 | 1688.6 | 950 | 1603.55 | 1595.5338
5311 | 1978-08-10 06:00 | 88 | 13 | 84 | 21.7 | 1.5 | -9900 | 15.768 | 81.3858 | 76.3388 | 0 |  | 88 | 3.4726 | 82.8077 | 0.033487 | 3.3093 | 77.4704 | 0.033487 | 2.7662 | 74.1184 | 0 | 75.3469 | 75.3063 | 18642.8 | 25.9347 | 17227.4 | 17163.3 | 17106.4 | 17106.4 | 16866.9 | 16863.2 | 1563.97 | 0 | 0 | 6.2286 | 0 | 16857 | 950 | 16205.7 | 16124.6309
5312 | 1978-08-10 07:00 | 315 | 309 | 168 | 23 | 2 | -9900 | 28.328 | 89.1174 | 63.3504 | 0 |  | 315 | 138.783 | 165.746 | 0.11987 | 134.36 | 155.196 | 0.11987 | 126.041 | 148.48 | 0 | 269.031 | 268.923 | 66570.1 | 37.7822 | 65589.4 | 62410.6 | 62117.8 | 62117.8 | 61248.2 | 61194.5 | 1529.36 | 0 | 0 | 76.3104 | 0 | 61118.2 | 950 | 59851.7 | 59552.4023
5313 | 1978-08-10 08:00 | 598 | 627 | 187 | 24.3 | 2.6 | -9900 | 40.9083 | 97.8025 | 50.2631 | 0 |  | 598 | 400.701 | 187.023 | 0.22756 | 390.881 | 175.143 | 0.22756 | 379.813 | 167.563 | 0 | 536.429 | 536.14 | 132718 | 52.977 | 132862 | 118839 | 118456 | 118456 | 116798 | 116616 | 1556.59 | 0 | 0 | 295.187 | 0 | 116321 | 950 | 114408 | 113835.6328
5314 | 1978-08-10 09:00 | 784 | 813 | 132 | 25.6 | 3.1 | -9900 | 53.1717 | 109.129 | 37.3132 | 0 |  | 784 | 646.975 | 133.668 | 0.29834 | 629.042 | 125.147 | 0.29834 | 620.938 | 119.731 | 0 | 725.855 | 725.315 | 179551 | 63.5229 | 180253 | 153779 | 153064 | 153064 | 150921 | 150610 | 1535.28 | 0 | 0 | 492.382 | 0 | 150118 | 950 | 147545 | 146806.9375
5315 | 1978-08-10 10:00 | 896 | 831 | 146 | 25.6 | 3.3 | -9900 | 64.334 | 127.143 | 25.0413 | 0 |  | 896 | 752.912 | 147.454 | 0.34096 | 718.878 | 137.983 | 0.34096 | 715.14 | 132.012 | 0 | 830.209 | 828.959 | 205227 | 68.5493 | 205974 | 171165 | 170284 | 170284 | 167900 | 167507 | 1525.79 | 0 | 0 | 598.765 | 0 | 166908 | 950 | 163979 | 163159.3125
5316 | 1978-08-10 11:00 | 925 | 819 | 146 | 25.6 | 3.4 | -9900 | 71.926 | 161.075 | 15.5698 | 0 |  | 925 | 788.783 | 147.881 | 0.35199 | 761.149 | 138.345 | 0.35199 | 759.683 | 132.359 | 0 | 874.201 | 873.142 | 216149 | 70.6331 | 216897 | 178714 | 178226 | 178226 | 175730 | 175297 | 1524.37 | 0 | 0 | 624 | 0 | 174673 | 950 | 171573 | 170715.0781
5317 | 1978-08-10 12:00 | 919 | 772 | 188 | 25.6 | 3.6 | -9900 | 70.9134 | 207.482 | 15.4561 | 0 |  | 919 | 745.367 | 192.77 | 0.34971 | 737.966 | 180.281 | 0.34971 | 736.571 | 172.482 | 0 | 890.872 | 890.414 | 220433 | 71.1079 | 221242 | 182719 | 181801 | 181801 | 179256 | 178838 | 1573.35 | 0 | 0 | 681.37 | 0 | 178157 | 950 | 174980 | 174105.0469
5318 | 1978-08-10 13:00 | 843 | 672 | 247 | 25.2 | 3.9 | -9900 | 62.2282 | 237.313 | 24.7147 | 0 |  | 843 | 611.459 | 254.235 | 0.32079 | 611.459 | 237.667 | 0.32079 | 608.352 | 227.386 | 0 | 819.023 | 818.933 | 202740 | 66.4872 | 203595 | 172078 | 171824 | 171824 | 169418 | 169060 | 1596.61 | 0 | 0 | 634.79 | 0 | 168425 | 950 | 165474 | 164646.6406
5319 | 1978-08-10 14:00 | 568 | 313 | 325 | 24.8 | 4.3 | -9900 | 50.7237 | 253.413 | 36.9009 | 0 |  | 568 | 250.776 | 330.521 | 0.21614 | 247.666 | 308.932 | 0.21614 | 244.543 | 295.568 | 0 | 529.308 | 529.115 | 130993 | 50.9947 | 131110 | 118478 | 117989 | 117989 | 116337 | 116166 | 1578.33 | 0 | 0 | 295.593 | 0 | 115870 | 950 | 113979 | 113409.1406
5320 | 1978-08-10 15:00 | 313 | 136 | 228 | 24.4 | 4.6 | -9900 | 38.348 | 263.984 | 49.8268 | 0 |  | 313 | 88.2767 | 230.286 | 0.11911 | 66.0448 | 215.23 | 0.11911 | 64.1345 | 205.919 | 0 | 264.653 | 264.713 | 65534.2 | 37.3274 | 64542.5 | 61484 | 61293.1 | 61293.1 | 60434.9 | 60375.5 | 1444.24 | 0 | 0 | 66.7443 | 0 | 60308.8 | 950 | 59073.1 | 58777.7812
5321 | 1978-08-10 16:00 | 231 | 125 | 176 | 23.7 | 4.3 | -9900 | 25.7393 | 272.368 | 62.9167 | 0 |  | 231 | 57.5889 | 177.742 | 0.087902 | 45.512 | 166.064 | 0.087902 | 42.6734 | 158.881 | 0 | 197.523 | 197.434 | 48875.9 | 33.4743 | 47642.6 | 46090.7 | 45934.5 | 45934.5 | 45291.4 | 45261.4 | 1489.37 | 0 | 0 | 40.581 | 0 | 45220.8 | 950 | 44199.8 | 43978.7578
5322 | 1978-08-10 17:00 | 102 | 70 | 86 | 22.9 | 3.9 | -9900 | 13.1971 | 280.019 | 75.9245 | 0 |  | 102 | 17.0221 | 86.8096 | 0.038814 | 9.0473 | 81.058 | 0.038814 | 7.7261 | 77.5522 | 0 | 83.5728 | 83.5765 | 20691 | 27.1136 | 19268 | 19106.5 | 19016.5 | 19016.5 | 18750.2 | 18745.1 | 1472.37 | 0 | 0 | 6.9832 | 0 | 18738.2 | 950 | 18038.4 | 17948.2207
5323 | 1978-08-10 18:00 | 23 | 1 | 22 | 22.2 | 3.6 | -9900 | 0.94791 | 287.776 | 87.8904 | 0 |  | 23 | 0.42284 | 21.3394 | 0.0087522 | 0.22057 | 19.9225 | 0.0087522 | 0.09517 | 19.0609 | 0 | 18.7729 | 18.7663 | 4645.87 | 23.1591 | 3576.29 | 3598.9 | 3571.14 | 3571.14 | 3521.14 | 3520.98 | 1558.86 | 0 | 0 | 0.26959 | 0 | 3520.71 | 950 | 3348.26 | 3331.5217
5324 | 1978-08-10 19:00 | 0 | 0 | 0 | 22.2 | 3.6 | -9900
5325 | 1978-08-10 20:00 | 0 | 0 | 0 | 22.2 | 3.6 | -9900
5326 | 1978-08-10 21:00 | 0 | 0 | 0 | 22.2 | 3.6 | -9900
5327 | 1978-08-10 22:00 | 0 | 0 | 0 | 22.2 | 3.1 | -9900
5328 | 1978-08-10 23:00 | 0 | 0 | 0 | 22.2 | 2.6 | -9900
5329 | 1978-08-11 | 0 | 0 | 0 | 22.2 | 2.1 | -9900
5330 | 1978-08-11 01:00 | 0 | 0 | 0 | 22.2 | 2.4 | -9900
5331 | 1978-08-11 02:00 | 0 | 0 | 0 | 22.2 | 2.8 | -9900
5332 | 1978-08-11 03:00 | 0 | 0 | 0 | 22.2 | 3.1 | -9900
5333 | 1978-08-11 04:00 | 0 | 0 | 0 | 22.2 | 2.9 | -9900
5334 | 1978-08-11 05:00 | 26 | 1 | 26 | 22.2 | 2.8 | -9900 | 3.3306 | 73.9608 | 88.5267 | 0 |  | 26 | 0 | 24.6734 | 0.0098938 | 0 | 23.0941 | 0.0098938 | 0 | 22.0947 | 0 | 21.6528 | 21.6481 | 5359.19 | 23.3474 | 4250.45 | 4275.22 | 4247.67 | 4247.67 | 4188.2 | 4187.97 | 1534.43 | 0 | 0 | 0.37739 | 0 | 4187.59 | 950 | 3984.83 | 3964.9072
5335 | 1978-08-11 06:00 | 76 | 5 | 74 | 22.2 | 2.6 | -9900 | 15.6512 | 81.6694 | 76.439 | 0 |  | 76 | 1.7364 | 73.085 | 0.02892 | 1.6545 | 68.3672 | 0.02892 | 1.3804 | 65.4091 | 0 | 65.4537 | 65.4272 | 16197.3 | 25.6996 | 14802.9 | 14760.8 | 14710.4 | 14710.4 | 14504.4 | 14501.6 | 1561.83 | 0 | 0 | 4.5823 | 0 | 14497.1 | 950 | 13910.5 | 13840.958
5336 | 1978-08-11 07:00 | 143 | 4 | 142 | 22.6 | 2.8 | -9900 | 28.2164 | 89.4301 | 63.4424 | 0 |  | 143 | 0.94449 | 140.459 | 0.054416 | 0.91438 | 131.393 | 0.054416 | 0.85744 | 125.708 | 0 | 124.034 | 123.979 | 30693 | 29.1713 | 29279.2 | 28812 | 28721.8 | 28721.8 | 28319.6 | 28309.2 | 1559.56 | 0 | 0 | 17.4385 | 0 | 28291.7 | 950 | 27447.9 | 27310.6367
5337 | 1978-08-11 08:00 | 250 | 3 | 248 | 22.9 | 2.9 | -9900 | 40.7921 | 98.1642 | 50.3554 | 0 |  | 250 | 1.9507 | 245.667 | 0.095132 | 1.9029 | 229.822 | 0.095132 | 1.8487 | 219.878 | 0 | 217.292 | 217.191 | 53767.8 | 34.3596 | 52593.3 | 50738.7 | 50609.2 | 50609.2 | 49900.6 | 49868.5 | 1571.08 | 0 | 0 | 54.6179 | 0 | 49813.9 | 950 | 48711 | 48467.4023
5338 | 1978-08-11 09:00 | 293 | 5 | 289 | 23.3 | 3.1 | -9900 | 53.0349 | 109.569 | 37.4195 | 0 |  | 293 | 3.9707 | 286.898 | 0.11149 | 3.8579 | 268.372 | 0.11149 | 3.8079 | 256.76 | 0 | 255.357 | 255.237 | 63187.1 | 36.645 | 62150.2 | 59436.1 | 59287.4 | 59287.4 | 58457.3 | 58413.7 | 1571.26 | 0 | 0 | 74.8155 | 0 | 58338.9 | 950 | 57101.5 | 56815.9453
5339 | 1978-08-11 10:00 | 521 | 170 | 368 | 24.1 | 4 | -9900 | 64.1471 | 127.677 | 25.1903 | 0 |  | 521 | 153.649 | 368.917 | 0.19826 | 146.386 | 345.17 | 0.19826 | 145.615 | 330.234 | 0 | 466.333 | 465.978 | 115359 | 47.486 | 115212 | 105511 | 105211 | 105211 | 103738 | 103597 | 1552.71 | 0 | 0 | 233.078 | 0 | 103364 | 950 | 101675 | 101166.7109
5340 | 1978-08-11 11:00 | 865 | 542 | 350 | 24.8 | 4.8 | -9900 | 71.6529 | 161.455 | 15.8182 | 0 |  | 865 | 521.656 | 355.707 | 0.32916 | 503.381 | 332.783 | 0.32916 | 502.38 | 318.384 | 0 | 804.349 | 803.494 | 198910 | 63.6835 | 199695 | 170354 | 169930 | 169930 | 167551 | 167178 | 1549.36 | 0 | 0 | 588.342 | 0 | 166590 | 950 | 163674 | 162855.9844
5341 | 1978-08-11 12:00 | 798 | 545 | 283 | 25.6 | 5.7 | -9900 | 70.6274 | 207.227 | 15.7363 | 0 |  | 798 | 525.321 | 289.902 | 0.30366 | 519.36 | 271.12 | 0.30366 | 518.341 | 259.39 | 0 | 762.177 | 761.866 | 188607 | 60.9897 | 189394 | 163896 | 163319 | 163319 | 161032 | 160697 | 1559.05 | 0 | 0 | 551.395 | 0 | 160145 | 950 | 157379 | 156592.5625
5342 | 1978-08-11 13:00 | 823 | 573 | 316 | 25 | 5.5 | -9900 | 61.9991 | 236.905 | 24.926 | 0 |  | 823 | 520.369 | 323.501 | 0.31318 | 520.369 | 302.436 | 0.31318 | 517.677 | 289.352 | 0 | 790.888 | 790.79 | 195775 | 62.069 | 196610 | 169498 | 169248 | 169248 | 166878 | 166534 | 1598.06 | 0 | 0 | 615.927 | 0 | 165919 | 950 | 163024 | 162209.25
5343 | 1978-08-11 14:00 | 567 | 245 | 377 | 24.5 | 5.4 | -9900 | 50.5293 | 253.056 | 37.0754 | 0 |  | 567 | 196.178 | 381.351 | 0.21576 | 193.268 | 356.476 | 0.21576 | 190.802 | 341.054 | 0 | 521.219 | 521.033 | 128993 | 49.0353 | 129078 | 117593 | 117159 | 117159 | 115518 | 115349 | 1576.7 | 0 | 0 | 292.023 | 0 | 115057 | 950 | 113181 | 112614.7344
5344 | 1978-08-11 15:00 | 437 | 242 | 287 | 23.9 | 5.2 | -9900 | 38.1676 | 263.681 | 49.9885 | 0 |  | 437 | 155.883 | 290.218 | 0.16629 | 116.192 | 271.221 | 0.16629 | 112.798 | 259.488 | 0 | 364.84 | 364.932 | 90346.5 | 41.2417 | 89770.2 | 84111.2 | 83831 | 83831 | 82657.2 | 82536.2 | 1411.83 | 0 | 0 | 114.983 | 0 | 82421.2 | 950 | 80987.5 | 80582.5703
5345 | 1978-08-11 16:00 | 248 | 101 | 204 | 23.3 | 4.8 | -9900 | 25.5607 | 272.103 | 63.0778 | 0 |  | 248 | 46.1161 | 207.693 | 0.094371 | 36.3693 | 194.171 | 0.094371 | 34.077 | 185.771 | 0 | 215.451 | 215.477 | 53342.3 | 33.7276 | 52166.1 | 50429.7 | 50278.8 | 50278.8 | 49574.9 | 49540.2 | 1497.85 | 0 | 0 | 49.9141 | 0 | 49490.3 | 950 | 48396.2 | 48154.1797
5346 | 1978-08-11 17:00 | 64 | 7 | 62 | 22.8 | 4.5 | -9900 | 13.0125 | 279.777 | 76.0926 | 0 |  | 64 | 2.1322 | 61.5941 | 0.024354 | 1.1537 | 57.5898 | 0.024354 | 0.98133 | 55.0983 | 0 | 54.958 | 54.9337 | 13599.7 | 25.4949 | 12239.8 | 12215.2 | 12169.4 | 12169.4 | 11999 | 11997.2 | 1551.76 | 0 | 0 | 3.1248 | 0 | 11994 | 950 | 11485.1 | 11427.6592
5347 | 1978-08-11 18:00 | 14 | 0 | 14 | 22.2 | 4.1 | -9900 | 0.75101 | 287.55 | 88.0071 | 0 |  | 14 | 0 | 13.2606 | 0.0053274 | 0 | 12.3827 | 0.0053274 | 0 | 11.8471 | 0 | 11.6102 | 11.6051 | 2873.03 | 22.7798 | 1929.85 | 1942.13 | 1931.75 | 1931.75 | 1904.71 | 1904.66 | 1526.68 | 0 | 0 | 0.076391 | 0 | 1904.58 | 950 | 1808.95 | 1799.9089
5348 | 1978-08-11 19:00 | 0 | 0 | 0 | 22 | 3.4 | -9900
5349 | 1978-08-11 20:00 | 0 | 0 | 0 | 21.9 | 2.8 | -9900
5350 | 1978-08-11 21:00 | 0 | 0 | 0 | 21.7 | 2.1 | -9900
5351 | 1978-08-11 22:00 | 0 | 0 | 0 | 21.7 | 1.9 | -9900
5352 | 1978-08-11 23:00 | 0 | 0 | 0 | 21.7 | 1.7 | -9900
5353 | 1978-08-12 | 0 | 0 | 0 | 21.7 | 1.5 | -9900
5354 | 1978-08-12 01:00 | 0 | 0 | 0 | 21.7 | 2.2 | -9900
5355 | 1978-08-12 02:00 | 0 | 0 | 0 | 21.7 | 2.9 | -9900
5356 | 1978-08-12 03:00 | 0 | 0 | 0 | 21.7 | 3.6 | -9900
5357 | 1978-08-12 04:00 | 0 | 0 | 0 | 21.7 | 3.6 | -9900
5358 | 1978-08-12 05:00 | 28 | 9 | 27 | 21.7 | 3.6 | -9900 | 3.2007 | 74.2329 | 88.58 | 0 |  | 28 | 0.2846 | 27.5301 | 0.010655 | 0.21071 | 25.7431 | 0.010655 | 0.063118 | 24.6294 | 0 | 24.1986 | 24.1916 | 5988.99 | 22.9364 | 4848.58 | 4884.75 | 4856.5 | 4856.5 | 4788.51 | 4788.2 | 1518.8 | 0 | 0 | 0.48561 | 0 | 4787.71 | 950 | 4558.03 | 4535.2432
5359 | 1978-08-12 06:00 | 74 | 3 | 73 | 21.7 | 3.6 | -9900 | 15.5341 | 81.9575 | 76.5393 | 0 |  | 74 | 0.8682 | 72.1054 | 0.028159 | 0.82722 | 67.4506 | 0.028159 | 0.68883 | 64.5322 | 0 | 63.9166 | 63.8959 | 15818.3 | 24.9656 | 14428.1 | 14428.4 | 14379 | 14379 | 14177.7 | 14175.2 | 1575.7 | 0 | 0 | 4.4198 | 0 | 14170.7 | 950 | 13593.8 | 13525.8057
5360 | 1978-08-12 07:00 | 253 | 240 | 139 | 22.4 | 3.6 | -9900 | 28.1042 | 89.7474 | 63.5347 | 0 |  | 253 | 107.717 | 137.318 | 0.096274 | 104.259 | 128.575 | 0.096274 | 97.7288 | 123.011 | 0 | 216.325 | 216.192 | 53517.4 | 33.4493 | 52343.1 | 50656.8 | 50406.9 | 50406.9 | 49701.1 | 49667.1 | 1546.25 | 0 | 0 | 51.3327 | 0 | 49615.7 | 950 | 48511.2 | 48268.6797
5361 | 1978-08-12 08:00 | 614 | 723 | 142 | 23.2 | 3.6 | -9900 | 40.6747 | 98.5309 | 50.4485 | 0 |  | 614 | 460.546 | 142.402 | 0.23365 | 449.159 | 133.379 | 0.23365 | 436.304 | 127.606 | 0 | 552.632 | 552.372 | 136731 | 51.431 | 136939 | 123260 | 122818 | 122818 | 121098 | 120899 | 1545.61 | 0 | 0 | 310.416 | 0 | 120589 | 950 | 118593 | 118000.0234
5362 | 1978-08-12 09:00 | 808 | 910 | 81 | 23.9 | 3.6 | -9900 | 52.8961 | 110.014 | 37.5273 | 0 |  | 808 | 721.944 | 82.154 | 0.30747 | 701.12 | 76.899 | 0.30747 | 691.963 | 73.5713 | 0 | 750.224 | 749.418 | 185520 | 62.2018 | 186261 | 159769 | 159108 | 159108 | 156880 | 156549 | 1544.67 | 0 | 0 | 532.285 | 0 | 156017 | 950 | 153323 | 152556.7969
5363 | 1978-08-12 10:00 | 902 | 903 | 89 | 24.3 | 3.9 | -9900 | 63.957 | 128.213 | 25.3424 | 0 |  | 902 | 816.751 | 90.4459 | 0.34324 | 777.768 | 84.6383 | 0.34324 | 773.62 | 80.9759 | 0 | 837.504 | 837.032 | 207223 | 66.4997 | 207959 | 174272 | 173567 | 173567 | 171136 | 170722 | 1510.51 | 0 | 0 | 612.651 | 0 | 170109 | 950 | 167105 | 166269.9062
5364 | 1978-08-12 11:00 | 934 | 856 | 122 | 24.6 | 4.3 | -9900 | 71.3759 | 161.835 | 16.0707 | 0 |  | 934 | 822.797 | 123.929 | 0.35541 | 792.821 | 115.938 | 0.35541 | 791.195 | 110.921 | 0 | 884.073 | 882.588 | 218490 | 68.2939 | 219222 | 182578 | 181834 | 181834 | 179288 | 178829 | 1517.08 | 0 | 0 | 629.446 | 0 | 178200 | 950 | 175018 | 174142.4844
5365 | 1978-08-12 12:00 | 973 | 826 | 193 | 25 | 4.6 | -9900 | 70.3365 | 206.981 | 16.0217 | 0 |  | 973 | 795.939 | 197.896 | 0.37026 | 786.908 | 185.076 | 0.37026 | 785.306 | 177.068 | 0 | 943.127 | 942.551 | 233337 | 71.0299 | 234056 | 193307 | 192591 | 192591 | 189895 | 189433 | 1576.95 | 1081.96 | 0 | 768.741 | 0 | 188664 | 950 | 184156 | 183235.4219
5366 | 1978-08-12 13:00 | 758 | 510 | 307 | 24.6 | 5 | -9900 | 61.7643 | 236.5 | 25.1432 | 0 |  | 758 | 463.091 | 314.468 | 0.28844 | 463.091 | 293.991 | 0.28844 | 460.65 | 281.272 | 0 | 727.084 | 727.007 | 179984 | 59.4633 | 180727 | 157611 | 157351 | 157351 | 155148 | 154848 | 1590.99 | 0 | 0 | 530.327 | 0 | 154318 | 950 | 151682 | 150923.125
5367 | 1978-08-12 14:00 | 658 | 568 | 219 | 24.3 | 5.3 | -9900 | 50.3295 | 252.699 | 37.2553 | 0 |  | 658 | 453.505 | 225.935 | 0.25039 | 444.903 | 211.132 | 0.25039 | 439.156 | 201.999 | 0 | 628.331 | 628.104 | 155503 | 54.0122 | 155980 | 139104 | 138525 | 138525 | 136585 | 136335 | 1544.77 | 0 | 0 | 397.232 | 0 | 135938 | 950 | 133672 | 133003.1875
5368 | 1978-08-12 15:00 | 433 | 335 | 225 | 23.9 | 5.7 | -9900 | 37.9822 | 263.377 | 50.155 | 0 |  | 433 | 216.301 | 228.95 | 0.16477 | 160.518 | 213.935 | 0.16477 | 155.78 | 204.681 | 0 | 353.251 | 353.3 | 87468.5 | 40.3113 | 86854.6 | 81522.2 | 81163.8 | 81163.8 | 79942.3 | 79811.5 | 1387.34 | 0 | 0 | 58.7074 | 0 | 79752.8 | 950 | 78363.9 | 77972.0625
5369 | 1978-08-12 16:00 | 223 | 129 | 168 | 23.3 | 5.3 | -9900 | 25.3776 | 271.835 | 63.2433 | 0 |  | 223 | 57.7029 | 169.696 | 0.084858 | 45.3972 | 158.549 | 0.084858 | 42.5045 | 151.69 | 0 | 190.311 | 190.333 | 47117.9 | 32.3036 | 45863.5 | 44569.7 | 44420.1 | 44420.1 | 43798.2 | 43769.7 | 1478.14 | 0 | 0 | 37.2942 | 0 | 43732.4 | 950 | 42735.7 | 42522.0352
5370 | 1978-08-12 17:00 | 107 | 92 | 86 | 22.8 | 5 | -9900 | 12.8236 | 279.534 | 76.265 | 0 |  | 107 | 22.436 | 86.8831 | 0.040717 | 12.2166 | 81.1214 | 0.040717 | 10.3527 | 77.6129 | 0 | 86.2063 | 86.2008 | 21340.6 | 26.9337 | 19917 | 19762.2 | 19646.2 | 19646.2 | 19371.2 | 19365.5 | 1440.31 | 0 | 0 | 7.1564 | 0 | 19358.3 | 950 | 18644.7 | 18551.4863
5371 | 1978-08-12 18:00 | 24 | 13 | 23 | 22.2 | 4.6 | -9900 | 0.54989 | 287.323 | 88.1227 | 0 |  | 24 | 0.37633 | 21.4752 | 0.0091327 | 0.20111 | 20.0254 | 0.0091327 | 0.076088 | 19.1596 | 0 | 18.8509 | 18.8417 | 4664.6 | 23.1201 | 3593.92 | 3617.29 | 3588.82 | 3588.82 | 3538.58 | 3538.41 | 1527.47 | 0 | 0 | 0.26364 | 0 | 3538.14 | 950 | 3364.85 | 3348.0303
5372 | 1978-08-12 19:00 | 0 | 0 | 0 | 22 | 3.9 | -9900
5373 | 1978-08-12 20:00 | 0 | 0 | 0 | 21.9 | 3.3 | -9900
5374 | 1978-08-12 21:00 | 0 | 0 | 0 | 21.7 | 2.6 | -9900
5375 | 1978-08-12 22:00 | 0 | 0 | 0 | 21.5 | 2.6 | -9900
5376 | 1978-08-12 23:00 | 0 | 0 | 0 | 21.3 | 2.6 | -9900
5377 | 1978-08-13 | 0 | 0 | 0 | 21.1 | 2.6 | -9900
5378 | 1978-08-13 01:00 | 0 | 0 | 0 | 21.1 | 2.6 | -9900
5379 | 1978-08-13 02:00 | 0 | 0 | 0 | 21.1 | 2.6 | -9900
5380 | 1978-08-13 03:00 | 0 | 0 | 0 | 21.1 | 2.6 | -9900
5381 | 1978-08-13 04:00 | 0 | 0 | 0 | 21.3 | 2.6 | -9900
5382 | 1978-08-13 05:00 | 19 | 2 | 19 | 21.5 | 2.6 | -9900 | 3.0706 | 74.5095 | 88.6332 | 0 |  | 19 | 0 | 18.5087 | 0.0072301 | 0 | 17.315 | 0.0072301 | 0 | 16.5658 | 0 | 16.2345 | 16.2309 | 4018.17 | 22.3682 | 2988.39 | 3014.34 | 2990.36 | 2990.36 | 2948.49 | 2948.36 | 1481.32 | 0 | 0 | 0.17906 | 0 | 2948.18 | 950 | 2802.58 | 2788.5698
5383 | 1978-08-13 06:00 | 81 | 8 | 79 | 21.7 | 2.6 | -9900 | 15.4166 | 82.2502 | 76.6396 | 0 |  | 81 | 1.7365 | 77.933 | 0.030823 | 1.6541 | 72.9077 | 0.030823 | 1.3747 | 69.7531 | 0 | 69.7052 | 69.671 | 17247.8 | 25.4266 | 15843.2 | 15815.1 | 15764.1 | 15764.1 | 15543.4 | 15540.3 | 1562.57 | 0 | 0 | 5.2766 | 0 | 15535 | 950 | 14919.1 | 14844.46
5384 | 1978-08-13 07:00 | 398 | 532 | 148 | 22.6 | 3.1 | -9900 | 27.9914 | 90.0693 | 63.6273 | 0 |  | 398 | 236.325 | 146.205 | 0.15145 | 228.635 | 136.952 | 0.15145 | 214.231 | 131.025 | 0 | 338.351 | 338.161 | 83706.8 | 40.2807 | 83011.9 | 78193.2 | 77745.6 | 77745.6 | 76657.1 | 76573.7 | 1532.14 | 0 | 0 | 119.702 | 0 | 76454 | 949.999 | 75050.5 | 74675.2188
5385 | 1978-08-13 08:00 | 598 | 651 | 174 | 23.5 | 3.6 | -9900 | 40.5562 | 98.9023 | 50.5423 | 0 |  | 598 | 413.886 | 174.25 | 0.22756 | 404.116 | 163.191 | 0.22756 | 392.493 | 156.129 | 0 | 537.649 | 537.411 | 133032 | 50.9664 | 133181 | 120139 | 119589 | 119589 | 117915 | 117731 | 1561.18 | 0 | 0 | 298.331 | 0 | 117432 | 950 | 115497 | 114919.5547
5386 | 1978-08-13 09:00 | 783 | 865 | 94 | 24.4 | 4.1 | -9900 | 52.7553 | 110.463 | 37.6368 | 0 |  | 783 | 684.476 | 95.225 | 0.29796 | 664.27 | 89.1337 | 0.29796 | 655.534 | 85.2766 | 0 | 725.995 | 724.944 | 179460 | 60.6176 | 180165 | 155675 | 155069 | 155069 | 152897 | 152580 | 1535.74 | 0 | 0 | 502.867 | 0 | 152077 | 950 | 149466 | 148718.3125
5387 | 1978-08-13 10:00 | 929 | 921 | 101 | 24.6 | 4.6 | -9900 | 63.7636 | 128.752 | 25.4977 | 0 |  | 929 | 832.132 | 102.543 | 0.35351 | 791.843 | 95.9589 | 0.35351 | 787.565 | 91.8067 | 0 | 861.784 | 860.813 | 213108 | 66.6382 | 213822 | 179064 | 178360 | 178360 | 175862 | 175426 | 1510.23 | 0 | 0 | 643.193 | 0 | 174782 | 950 | 171670 | 170812.0938
5388 | 1978-08-13 11:00 | 987 | 931 | 105 | 24.8 | 5.2 | -9900 | 71.0949 | 162.215 | 16.3275 | 0 |  | 987 | 894.063 | 106.867 | 0.37558 | 860.24 | 99.9765 | 0.37558 | 858.418 | 95.6507 | 0 | 934.987 | 933.938 | 231204 | 69.1809 | 231829 | 192118 | 191056 | 191056 | 188382 | 187874 | 1517.28 | 3115.23 | 0 | 694.34 | 0 | 187179 | 950 | 180667 | 179763.875
5389 | 1978-08-13 12:00 | 987 | 937 | 105 | 25 | 5.7 | -9900 | 70.0406 | 206.744 | 16.3121 | 0 |  | 987 | 900.377 | 107.319 | 0.37558 | 890.161 | 100.367 | 0.37558 | 888.282 | 96.0245 | 0 | 964.621 | 963.988 | 238645 | 69.7785 | 239313 | 198779 | 197987 | 197987 | 195214 | 194711 | 1563.92 | 3431.58 | 0 | 798.959 | 0 | 193912 | 950 | 186928 | 185993.4844
5390 | 1978-08-13 13:00 | 864 | 814 | 146 | 24.6 | 5.5 | -9900 | 61.5239 | 236.099 | 25.3663 | 0 |  | 864 | 737.571 | 151.031 | 0.32878 | 737.571 | 141.189 | 0.32878 | 733.609 | 135.081 | 0 | 851.316 | 851.254 | 210743 | 64.5034 | 211603 | 180456 | 180181 | 180181 | 177658 | 177261 | 1588.45 | 0 | 0 | 693.792 | 0 | 176567 | 950 | 173429 | 172562.2344
5391 | 1978-08-13 14:00 | 728 | 719 | 174 | 24.3 | 5.4 | -9900 | 50.1245 | 252.342 | 37.4405 | 0 |  | 728 | 572.602 | 180.43 | 0.27703 | 560.209 | 168.597 | 0.27703 | 552.883 | 161.304 | 0 | 699.903 | 699.768 | 173251 | 57.2519 | 173918 | 152861 | 152261 | 152261 | 150129 | 149821 | 1541.41 | 0 | 0 | 476.228 | 0 | 149345 | 950 | 146816 | 146081.4531
5392 | 1978-08-13 15:00 | 487 | 439 | 216 | 23.9 | 5.2 | -9900 | 37.7921 | 263.072 | 50.3263 | 0 |  | 487 | 282.006 | 221.606 | 0.18532 | 208.493 | 207.028 | 0.18532 | 202.274 | 198.073 | 0 | 392.34 | 392.116 | 97081 | 42.5335 | 96638 | 89704.6 | 89290.8 | 89290.8 | 87513 | 87357.3 | 1395.83 | 0 | 0 | -83.0565 | 0 | 87440.4 | 949.913 | 85933.6 | 85503.9609
5393 | 1978-08-13 16:00 | 266 | 152 | 201 | 23.2 | 4.3 | -9900 | 25.1901 | 271.566 | 63.4133 | 0 |  | 266 | 68.2646 | 203.306 | 0.10122 | 53.5583 | 189.926 | 0.10122 | 50.107 | 181.71 | 0 | 227.181 | 227.211 | 56247.1 | 34.4484 | 55113.9 | 53112.2 | 52954.1 | 52954.1 | 52212.7 | 52172.2 | 1475.72 | 0 | 0 | 53.2517 | 0 | 52119 | 950 | 50982.8 | 50727.8594
5394 | 1978-08-13 17:00 | 89 | 68 | 74 | 22.4 | 3.5 | -9900 | 12.6304 | 279.289 | 76.4414 | 0 |  | 89 | 16.0617 | 74.7056 | 0.033867 | 8.8436 | 69.7624 | 0.033867 | 7.4632 | 66.7451 | 0 | 72.7242 | 72.7269 | 18004.2 | 26.1339 | 16596.6 | 16519.4 | 16439.7 | 16439.7 | 16209.5 | 16205.8 | 1494.75 | 0 | 0 | 5.2637 | 0 | 16200.6 | 950 | 15564.4 | 15486.5967
5395 | 1978-08-13 18:00 | 13 | 3 | 12 | 21.7 | 2.6 | -9900 | 0.34463 | 287.094 | 88.2316 | 0 |  | 13 | 0.3545 | 12.2476 | 0.0049469 | 0.19121 | 11.4579 | 0.0049469 | 0.066376 | 10.9622 | 0 | 10.808 | 10.804 | 2674.66 | 22.2779 | 1749.5 | 1762.48 | 1752.84 | 1752.84 | 1728.3 | 1728.25 | 1498.62 | 0 | 0 | 0.061816 | 0 | 1728.19 | 950 | 1641.2 | 1632.9949
5396 | 1978-08-13 19:00 | 0 | 0 | 0 | 21.7 | 2.8 | -9900
5397 | 1978-08-13 20:00 | 0 | 0 | 0 | 21.7 | 2.9 | -9900
5398 | 1978-08-13 21:00 | 0 | 0 | 0 | 21.7 | 3.1 | -9900
5399 | 1978-08-13 22:00 | 0 | 0 | 0 | 21.7 | 2.6 | -9900
5400 | 1978-08-13 23:00 | 0 | 0 | 0 | 21.7 | 2 | -9900
5401 | 1978-08-14 | 0 | 0 | 0 | 21.7 | 1.5 | -9900
5402 | 1978-08-14 01:00 | 0 | 0 | 0 | 21.5 | 1.9 | -9900
5403 | 1978-08-14 02:00 | 0 | 0 | 0 | 21.3 | 2.2 | -9900
5404 | 1978-08-14 03:00 | 0 | 0 | 0 | 21.1 | 2.6 | -9900
5405 | 1978-08-14 04:00 | 0 | 0 | 0 | 21.1 | 2.6 | -9900
5406 | 1978-08-14 05:00 | 23 | 1 | 22 | 21.1 | 2.6 | -9900 | 2.9402 | 74.7906 | 88.6813 | 0 |  | 23 | 0.26431 | 22.8417 | 0.0087522 | 0.19706 | 21.3531 | 0.0087522 | 0.053822 | 20.4293 | 0 | 20.0735 | 20.0621 | 4966.62 | 22.1731 | 3878.72 | 3917.12 | 3889.17 | 3889.17 | 3834.72 | 3834.52 | 1508.53 | 0 | 0 | 0.30622 | 0 | 3834.21 | 950 | 3647.44 | 3629.1978
5407 | 1978-08-14 06:00 | 81 | 5 | 79 | 21.1 | 2.6 | -9900 | 15.2988 | 82.5472 | 76.74 | 0 |  | 81 | 1.7366 | 77.9258 | 0.030823 | 1.654 | 72.9016 | 0.030823 | 1.3719 | 69.7473 | 0 | 69.6968 | 69.6799 | 17250 | 24.827 | 15845.5 | 15853.5 | 15799.7 | 15799.7 | 15578.5 | 15575.3 | 1555.82 | 0 | 0 | 5.2972 | 0 | 15570 | 950 | 14953.2 | 14878.4521
5408 | 1978-08-14 07:00 | 311 | 242 | 198 | 21.8 | 2.2 | -9900 | 27.8779 | 90.3957 | 63.7203 | 0 |  | 311 | 106.867 | 195.228 | 0.11835 | 103.567 | 182.813 | 0.11835 | 97.0069 | 174.902 | 0 | 266.471 | 266.334 | 65931.1 | 36.3073 | 64939.2 | 62161.4 | 61924.3 | 61924.3 | 61057.4 | 61006.8 | 1548.8 | 0 | 0 | 79.2527 | 0 | 60927.5 | 949.999 | 59662.3 | 59363.9688
5409 | 1978-08-14 08:00 | 615 | 744 | 131 | 22.6 | 1.9 | -9900 | 40.4365 | 99.2784 | 50.637 | 0 |  | 615 | 472.659 | 131.512 | 0.23403 | 461.083 | 123.185 | 0.23403 | 447.75 | 117.854 | 0 | 554.292 | 553.741 | 137074 | 53.1769 | 137287 | 122635 | 121985 | 121985 | 120276 | 120083 | 1550.02 | 0 | 0 | 309.244 | 0 | 119774 | 950 | 117795 | 117206.1172
5410 | 1978-08-14 09:00 | 808 | 912 | 82 | 23.3 | 1.5 | -9900 | 52.6125 | 110.918 | 37.7481 | 0 |  | 808 | 721.521 | 83.1978 | 0.30747 | 699.406 | 77.8765 | 0.30747 | 690.144 | 74.5066 | 0 | 749.358 | 748.509 | 185295 | 65.391 | 186031 | 157154 | 156460 | 156460 | 154269 | 153944 | 1535.45 | 0 | 0 | 513.21 | 0 | 153430 | 950 | 150791 | 150036.6094
5411 | 1978-08-14 10:00 | 832 | 827 | 89 | 24.1 | 2 | -9900 | 63.5669 | 129.293 | 25.6561 | 0 |  | 832 | 746.993 | 90.4925 | 0.3166 | 710.485 | 84.6823 | 0.3166 | 706.596 | 81.018 | 0 | 771.862 | 771.298 | 190951 | 66.4969 | 191686 | 160626 | 160031 | 160031 | 157789 | 157437 | 1511.92 | 0 | 0 | 522.591 | 0 | 156915 | 950 | 154210 | 153439.2812
5412 | 1978-08-14 11:00 | 917 | 884 | 80 | 24.8 | 2.6 | -9900 | 70.81 | 162.594 | 16.5885 | 0 |  | 917 | 848.771 | 81.645 | 0.34895 | 815.475 | 76.3809 | 0.34895 | 813.691 | 73.076 | 0 | 869.032 | 868.189 | 214932 | 71.2376 | 215670 | 176862 | 176134 | 176134 | 173667 | 173231 | 1503.25 | 0 | 0 | 586.806 | 0 | 172644 | 950 | 169590 | 168742.1875
5413 | 1978-08-14 12:00 | 962 | 910 | 107 | 25.6 | 3.1 | -9900 | 69.74 | 206.515 | 16.6075 | 0 |  | 962 | 873.164 | 109.373 | 0.36607 | 863.258 | 102.288 | 0.36607 | 861.367 | 97.8628 | 0 | 940.045 | 939.605 | 232606 | 74.727 | 233330 | 189268 | 188529 | 188529 | 185888 | 185432 | 1570.46 | 0 | 0 | 724.686 | 0 | 184708 | 950 | 181377 | 180470.0469
5414 | 1978-08-14 13:00 | 772 | 635 | 213 | 25.2 | 3.8 | -9900 | 61.278 | 235.701 | 25.5953 | 0 |  | 772 | 574.493 | 220.102 | 0.29377 | 574.493 | 205.757 | 0.29377 | 571.346 | 196.855 | 0 | 752.837 | 752.787 | 186365 | 63.3255 | 187155 | 160459 | 160219 | 160219 | 157975 | 157663 | 1589.12 | 0 | 0 | 549.725 | 0 | 157113 | 950 | 154415 | 153643.4062
5415 | 1978-08-14 14:00 | 694 | 674 | 176 | 24.8 | 4.5 | -9900 | 49.9143 | 251.985 | 37.631 | 0 |  | 694 | 535.677 | 182.51 | 0.26409 | 522.259 | 170.541 | 0.26409 | 515.341 | 163.164 | 0 | 664.935 | 664.828 | 164603 | 57.4152 | 165184 | 145055 | 144356 | 144356 | 142334 | 142058 | 1539.74 | 0 | 0 | 427.323 | 0 | 141630 | 950 | 139250 | 138553.7969
5416 | 1978-08-14 15:00 | 514 | 588 | 153 | 24.4 | 5.2 | -9900 | 37.5972 | 262.765 | 50.5023 | 0 |  | 514 | 375.921 | 158.636 | 0.19559 | 276.972 | 148.171 | 0.19559 | 268.621 | 141.762 | 0 | 402.176 | 402.145 | 99564.4 | 43.51 | 99189.9 | 91297.4 | 90845.2 | 90845.2 | 87608.5 | 87449.6 | 1402.21 | 0 | 0 | -632.203 | 0 | 88081.8 | 945.305 | 86544.3 | 86111.5703
5417 | 1978-08-14 16:00 | 277 | 305 | 147 | 23.7 | 4.7 | -9900 | 24.9981 | 271.295 | 63.5875 | 0 |  | 277 | 136.674 | 149.614 | 0.10541 | 107.003 | 139.748 | 0.10541 | 100.028 | 133.703 | 0 | 229.057 | 229.023 | 56693.3 | 34.8337 | 55583 | 53396.1 | 53182.3 | 53182.3 | 52432.3 | 52383.8 | 1406.21 | 0 | 0 | 43.7762 | 0 | 52340 | 950 | 51199.6 | 50943.6484
5418 | 1978-08-14 17:00 | 135 | 289 | 71 | 22.9 | 4.1 | -9900 | 12.4331 | 279.042 | 76.622 | 0 |  | 135 | 68.6905 | 73.1183 | 0.051372 | 38.1782 | 68.1894 | 0.051372 | 32.0844 | 65.2409 | 0 | 95.3789 | 95.4249 | 23623.6 | 27.6673 | 22225.5 | 21948.7 | 21723.8 | 21723.8 | 21419.7 | 21410.3 | 1287.09 | 0 | 0 | 6.8098 | 0 | 21403.5 | 950 | 20649.8 | 20546.543
5419 | 1978-08-14 18:00 | 27 | 73 | 19 | 22.2 | 3.6 | -9900 | 0.13529 | 286.863 | 88.3429 | 0 |  | 27 | 2.6577 | 17.6592 | 0.010274 | 1.4497 | 16.4842 | 0.010274 | 0.45247 | 15.7713 | 0 | 15.8993 | 15.8958 | 3935.17 | 23.0124 | 2911.23 | 2930.34 | 2907.53 | 2907.53 | 2866.82 | 2866.69 | 1433.4 | 0 | 0 | 0.15932 | 0 | 2866.53 | 950 | 2724.63 | 2711.0027
5420 | 1978-08-14 19:00 | 0 | 0 | 0 | 21.8 | 3.3 | -9900
5421 | 1978-08-14 20:00 | 0 | 0 | 0 | 21.5 | 2.9 | -9900
5422 | 1978-08-14 21:00 | 0 | 0 | 0 | 21.1 | 2.6 | -9900
5423 | 1978-08-14 22:00 | 0 | 0 | 0 | 20.9 | 2.4 | -9900
5424 | 1978-08-14 23:00 | 0 | 0 | 0 | 20.8 | 2.3 | -9900
5425 | 1978-08-15 | 0 | 0 | 0 | 20.6 | 2.1 | -9900
5426 | 1978-08-15 01:00 | 0 | 0 | 0 | 20.4 | 2.4 | -9900
5427 | 1978-08-15 02:00 | 0 | 0 | 0 | 20.2 | 2.8 | -9900
5428 | 1978-08-15 03:00 | 0 | 0 | 0 | 20 | 3.1 | -9900
5429 | 1978-08-15 04:00 | 0 | 0 | 0 | 20 | 2.9 | -9900
5430 | 1978-08-15 05:00 | 22 | 3 | 22 | 20 | 2.8 | -9900 | 2.8097 | 75.0761 | 88.7265 | 0 |  | 22 | 0 | 20.9614 | 0.0083717 | 0 | 19.6153 | 0.0083717 | 0 | 18.7665 | 0 | 18.3912 | 18.3864 | 4551.78 | 20.9745 | 3488.25 | 3536.32 | 3508.74 | 3508.74 | 3459.61 | 3459.44 | 1509.11 | 0 | 0 | 0.24219 | 0 | 3459.19 | 950 | 3289.74 | 3273.291
5431 | 1978-08-15 06:00 | 90 | 1 | 90 | 20 | 2.6 | -9900 | 15.1806 | 82.8484 | 76.8404 | 0 |  | 90 | 0 | 88.5726 | 0.034248 | 0 | 82.874 | 0.034248 | 0 | 79.288 | 0 | 77.7023 | 77.6614 | 19226.1 | 24.1539 | 17807.1 | 17861.8 | 17803.5 | 17803.5 | 17554.3 | 17550.2 | 1556.01 | 0 | 0 | 6.729 | 0 | 17543.5 | 950 | 16875.1 | 16790.6992
5432 | 1978-08-15 07:00 | 382 | 479 | 158 | 21.1 | 3.5 | -9900 | 27.7638 | 90.7263 | 63.8135 | 0 |  | 382 | 211.942 | 156.094 | 0.14536 | 205.658 | 146.213 | 0.14536 | 192.561 | 139.885 | 0 | 325.797 | 325.507 | 80578.4 | 37.8121 | 79828.9 | 75948.2 | 75545.7 | 75545.7 | 74488.1 | 74410.7 | 1547.2 | 0 | 0 | 115.009 | 0 | 74295.7 | 949.999 | 72905.9 | 72541.3594
5433 | 1978-08-15 08:00 | 588 | 595 | 203 | 22.2 | 4.3 | -9900 | 40.3155 | 99.6589 | 50.7326 | 0 |  | 588 | 376.145 | 202.709 | 0.22375 | 366.767 | 189.817 | 0.22375 | 356.103 | 181.602 | 0 | 526.951 | 526.567 | 130350 | 48.2685 | 130455 | 119028 | 118455 | 118455 | 116796 | 116612 | 1551.38 | 0 | 0 | 291.647 | 0 | 116321 | 950 | 114406 | 113834.4609
5434 | 1978-08-15 09:00 | 779 | 792 | 150 | 23.3 | 5.2 | -9900 | 52.4675 | 111.376 | 37.8611 | 0 |  | 779 | 625.374 | 151.856 | 0.29643 | 606.068 | 142.171 | 0.29643 | 597.983 | 136.019 | 0 | 719.322 | 718.287 | 177814 | 57.4332 | 178502 | 156479 | 155777 | 155777 | 153596 | 153273 | 1534 | 0 | 0 | 507.94 | 0 | 152765 | 950 | 150139 | 149388.2656
5435 | 1978-08-15 10:00 | 914 | 840 | 162 | 23.9 | 5.7 | -9900 | 63.3669 | 129.836 | 25.8178 | 0 |  | 914 | 756.335 | 164.96 | 0.3478 | 719.026 | 154.392 | 0.3478 | 715.037 | 147.711 | 0 | 845.493 | 844.709 | 209120 | 63.1379 | 209845 | 178787 | 178180 | 178180 | 175685 | 175251 | 1511.29 | 0 | 0 | 644.86 | 0 | 174606 | 950 | 171499 | 170641.5938
5436 | 1978-08-15 11:00 | 972 | 851 | 168 | 24.4 | 6.2 | -9900 | 70.5213 | 162.972 | 16.8536 | 0 |  | 972 | 815.624 | 171.987 | 0.36988 | 782.487 | 160.911 | 0.36988 | 780.72 | 153.949 | 0 | 915.976 | 914.827 | 226479 | 65.9391 | 227138 | 191217 | 190243 | 190243 | 187579 | 187080 | 1518.68 | 3063.64 | 0 | 695.452 | 0 | 186384 | 950 | 179942 | 179042.1406
5437 | 1978-08-15 12:00 | 964 | 849 | 167 | 25 | 6.7 | -9900 | 69.4348 | 206.295 | 16.9077 | 0 |  | 964 | 814.264 | 171.842 | 0.36683 | 805.026 | 160.71 | 0.36683 | 803.196 | 153.757 | 0 | 937.814 | 937.333 | 232046 | 66.6037 | 232775 | 196265 | 195515 | 195515 | 192776 | 192294 | 1570.29 | 2604.98 | 0 | 785.063 | 0 | 191508 | 950 | 185410 | 184482.5469
5438 | 1978-08-15 13:00 | 892 | 834 | 160 | 25 | 6.5 | -9900 | 61.0267 | 235.308 | 25.83 | 0 |  | 892 | 752.628 | 165.323 | 0.33943 | 752.628 | 154.552 | 0.33943 | 748.424 | 147.866 | 0 | 878.364 | 878.325 | 217445 | 64.341 | 218295 | 186298 | 186034 | 186034 | 183430 | 183008 | 1592.46 | 0 | 0 | 738.958 | 0 | 182269 | 950 | 178998 | 178102.8906
5439 | 1978-08-15 14:00 | 753 | 793 | 146 | 25 | 6.4 | -9900 | 49.699 | 251.629 | 37.8268 | 0 |  | 753 | 628.052 | 151.289 | 0.28654 | 609.725 | 141.378 | 0.28654 | 601.542 | 135.262 | 0 | 722.068 | 721.872 | 178725 | 57.4808 | 179431 | 157435 | 156396 | 156396 | 154205 | 153871 | 1521.24 | 0 | 0 | 493.893 | 0 | 153377 | 950 | 150753 | 149999.5156
5440 | 1978-08-15 15:00 | 570 | 728 | 125 | 25 | 6.2 | -9900 | 37.3976 | 262.457 | 50.683 | 0 |  | 570 | 463.721 | 130.178 | 0.2169 | 340.253 | 121.578 | 0.2169 | 329.88 | 116.319 | 0 | 437.275 | 437.378 | 108286 | 44.8598 | 108073 | 98564.8 | 98073.3 | 98073.3 | 93617.6 | 93432.5 | 1410.33 | 0 | 0 | -468.157 | 0 | 93900.7 | 943.725 | 92250.5 | 91789.2031
5441 | 1978-08-15 16:00 | 315 | 400 | 144 | 24.1 | 5.5 | -9900 | 24.8017 | 271.023 | 63.7661 | 0 |  | 315 | 179.974 | 147.92 | 0.11987 | 140.556 | 138.117 | 0.11987 | 131.286 | 132.144 | 0 | 258.161 | 258.046 | 63876.2 | 36.1962 | 62880.5 | 60035.2 | 59812.7 | 59812.7 | 58867.6 | 58804.7 | 1395.35 | 0 | 0 | 43.553 | 0 | 58761.1 | 950 | 57552.8 | 57265.0352
5442 | 1978-08-15 17:00 | 106 | 211 | 60 | 23.1 | 4.8 | -9900 | 12.2316 | 278.793 | 76.8066 | 0 |  | 106 | 49.4922 | 61.9756 | 0.040336 | 27.5165 | 57.7887 | 0.040336 | 23.0088 | 55.29 | 0 | 76.7328 | 76.7552 | 19003.3 | 26.8144 | 17610.4 | 17463.6 | 17284.9 | 17284.9 | 17042.9 | 17037.3 | 1315.85 | 0 | 0 | 4.5126 | 0 | 17032.8 | 950 | 16374.9 | 16293.0205
5443 | 1978-08-15 18:00 | 16 | 17 | 14 | 22.2 | 4.1 | -9900 | -0.078039 | 286.63 | 88.4565 | 0 |  | 16 | 0.61894 | 12.2202 | 0.0060885 | 0 | 11.3896 | 0 | 0 | 10.8972 | 0 | 10.6793 | 10.6759 | 2642.98 | 22.7334 | 1720.48 | 1731.03 | 1721.49 | 1721.49 | 1697.39 | 1697.35 | 1509.53 | 0 | 0 | 0.059659 | 0 | 1697.29 | 950 | 1611.78 | 1603.7163
5444 | 1978-08-15 19:00 | 0 | 0 | 0 | 21.8 | 3.8 | -9900
5445 | 1978-08-15 20:00 | 0 | 0 | 0 | 21.5 | 3.4 | -9900
5446 | 1978-08-15 21:00 | 0 | 0 | 0 | 21.1 | 3.1 | -9900
5447 | 1978-08-15 22:00 | 0 | 0 | 0 | 20.7 | 2.6 | -9900
5448 | 1978-08-15 23:00 | 0 | 0 | 0 | 20.4 | 2 | -9900
5449 | 1978-08-16 | 0 | 0 | 0 | 20 | 1.5 | -9900
5450 | 1978-08-16 01:00 | 0 | 0 | 0 | 19.8 | 1.9 | -9900
5451 | 1978-08-16 02:00 | 0 | 0 | 0 | 19.6 | 2.2 | -9900
5452 | 1978-08-16 03:00 | 0 | 0 | 0 | 19.4 | 2.6 | -9900
5453 | 1978-08-16 04:00 | 0 | 0 | 0 | 19.8 | 2.9 | -9900
5454 | 1978-08-16 05:00 | 12 | 1 | 11 | 20.2 | 3.3 | -9900 | 2.6789 | 75.3658 | 88.7717 | 0 |  | 12 | 0.24621 | 12.0341 | 0.0045664 | 0.18743 | 11.2419 | 0.0045664 | 0.04823 | 10.7556 | 0 | 10.5878 | 10.5828 | 2619.95 | 20.7483 | 1699.7 | 1718.97 | 1709.27 | 1709.27 | 1685.34 | 1685.31 | 1505.75 | 0 | 0 | 0.058534 | 0 | 1685.25 | 950 | 1600.36 | 1592.3574
5455 | 1978-08-16 06:00 | 77 | 4 | 76 | 20.6 | 3.6 | -9900 | 15.0621 | 83.1538 | 76.9408 | 0 |  | 77 | 0.86851 | 74.9979 | 0.029301 | 0.82654 | 70.1611 | 0.029301 | 0.68281 | 67.1254 | 0 | 66.452 | 66.4429 | 16448.9 | 23.9958 | 15052.1 | 15107.4 | 15056.1 | 15056.1 | 14845.4 | 14842.4 | 1547.22 | 0 | 0 | 4.7311 | 0 | 14837.7 | 950 | 14241.4 | 14170.2119
5456 | 1978-08-16 07:00 | 372 | 471 | 152 | 21.3 | 3.8 | -9900 | 27.649 | 91.0612 | 63.9072 | 0 |  | 372 | 208.258 | 150.225 | 0.14156 | 202.082 | 140.719 | 0.14156 | 189.135 | 134.629 | 0 | 317.289 | 317.045 | 78484.5 | 37.357 | 77700.1 | 74052.6 | 73649.8 | 73649.8 | 72618.7 | 72544.3 | 1541.49 | 0 | 0 | 109.18 | 0 | 72435.2 | 949.999 | 71060.2 | 70704.8672
5457 | 1978-08-16 08:00 | 581 | 693 | 132 | 22.1 | 3.9 | -9900 | 40.1934 | 100.044 | 50.8291 | 0 |  | 581 | 438.871 | 132.58 | 0.22109 | 427.735 | 124.187 | 0.22109 | 415.23 | 118.812 | 0 | 523.361 | 522.879 | 129435 | 48.4614 | 129529 | 118043 | 117361 | 117361 | 115718 | 115536 | 1542.07 | 0 | 0 | 284.391 | 0 | 115252 | 950 | 113356 | 112789.6719
5458 | 1978-08-16 09:00 | 804 | 897 | 93 | 22.8 | 4.1 | -9900 | 52.3204 | 111.839 | 37.976 | 0 |  | 804 | 707.195 | 94.2889 | 0.30595 | 684.885 | 88.2584 | 0.30595 | 675.683 | 84.4392 | 0 | 744.919 | 744.325 | 184259 | 59.9858 | 184987 | 160195 | 159491 | 159491 | 157258 | 156918 | 1534.21 | 0 | 0 | 534.556 | 0 | 156383 | 950 | 153678 | 152909.25
5459 | 1978-08-16 10:00 | 923 | 920 | 100 | 23.3 | 5 | -9900 | 63.1636 | 130.381 | 25.9828 | 0 |  | 923 | 828.073 | 101.618 | 0.35123 | 786.847 | 95.0935 | 0.35123 | 782.421 | 90.9788 | 0 | 855.932 | 855.037 | 211676 | 64.303 | 212390 | 179793 | 179082 | 179082 | 176575 | 176131 | 1509.66 | 0 | 0 | 652.655 | 0 | 175479 | 950 | 172350 | 171487.9531
5460 | 1978-08-16 11:00 | 977 | 927 | 104 | 23.9 | 5.8 | -9900 | 70.2289 | 163.348 | 17.1228 | 0 |  | 977 | 885.971 | 105.953 | 0.37178 | 848.738 | 99.1218 | 0.37178 | 846.758 | 94.833 | 0 | 922.76 | 921.971 | 228244 | 66.5324 | 228877 | 191931 | 190632 | 190632 | 187962 | 187443 | 1498.6 | 3572.06 | 0 | 676.487 | 0 | 186766 | 950 | 179804 | 178905.3906
5461 | 1978-08-16 12:00 | 967 | 922 | 103 | 24.4 | 6.7 | -9900 | 69.125 | 206.082 | 17.2126 | 0 |  | 967 | 883.082 | 105.389 | 0.36797 | 871.811 | 98.5627 | 0.36797 | 869.755 | 94.2984 | 0 | 944.772 | 944.057 | 233702 | 66.3021 | 234414 | 197844 | 196764 | 196764 | 194007 | 193511 | 1567.81 | 3370.26 | 0 | 789.18 | 0 | 192722 | 950 | 185828 | 184898.7188
5462 | 1978-08-16 13:00 | 897 | 911 | 99 | 24.2 | 6.5 | -9900 | 60.77 | 234.919 | 26.0703 | 0 |  | 897 | 820.867 | 101.835 | 0.34134 | 820.867 | 95.2086 | 0.34134 | 816.188 | 91.0897 | 0 | 889.132 | 889.119 | 220118 | 64.0244 | 220957 | 188830 | 188554 | 188554 | 185914 | 185482 | 1591.32 | 0 | 0 | 761.634 | 0 | 184720 | 950 | 181391 | 180483.5781
5463 | 1978-08-16 14:00 | 766 | 883 | 91 | 24.1 | 6.4 | -9900 | 49.4786 | 251.273 | 38.0277 | 0 |  | 766 | 698.795 | 94.0898 | 0.29149 | 676.024 | 87.9386 | 0.29149 | 666.83 | 84.1344 | 0 | 735.945 | 736.081 | 182247 | 57.2201 | 182970 | 160570 | 159542 | 159542 | 157308 | 156945 | 1498.43 | 0 | 0 | 499.459 | 0 | 156446 | 950 | 153757 | 152988.375
5464 | 1978-08-16 15:00 | 584 | 832 | 77 | 23.9 | 6.2 | -9900 | 37.1934 | 262.149 | 50.8683 | 0 |  | 584 | 528.711 | 80.0077 | 0.22223 | 386.199 | 74.7491 | 0.22223 | 374.291 | 71.5157 | 0 | 436.89 | 436.443 | 108052 | 43.7173 | 107885 | 98407.2 | 97895.9 | 97895.9 | 92352 | 92164.7 | 1427.44 | 0 | 0 | -391.683 | 76.0195 | 92480.4 | 945.097 | 90845.3 | 90391.0781
5465 | 1978-08-16 16:00 | 360 | 707 | 62 | 23.2 | 5.3 | -9900 | 24.6011 | 270.75 | 63.9489 | 0 |  | 360 | 313.989 | 65.0702 | 0.13699 | 244.613 | 60.7291 | 0.13699 | 228.283 | 58.1028 | 0 | 280.658 | 280.482 | 69426.1 | 36.4681 | 68592.8 | 65073.6 | 64767.2 | 64767.2 | 61623.1 | 61546.1 | 1403.95 | 0 | 0 | -67.9052 | 246.06 | 61367.9 | 940.42 | 60165.5 | 59864.6875
5466 | 1978-08-16 17:00 | 139 | 362 | 61 | 22.4 | 4.5 | -9900 | 12.026 | 278.543 | 76.9951 | 0 |  | 139 | 84.1361 | 63.0229 | 0.052894 | 46.2093 | 58.7647 | 0.052894 | 38.4592 | 56.2239 | 0 | 92.7894 | 92.9058 | 23003.3 | 26.9578 | 21622.7 | 21392 | 21132.1 | 21132.1 | 20836.2 | 20825.8 | 1206.47 | 0 | 0 | 5.1417 | 0 | 20820.7 | 950 | 20081 | 19980.584
5467 | 1978-08-16 18:00 | 20 | 33 | 16 | 21.7 | 3.6 | -9900 | -0.29529 | 286.396 | 88.5722 | 0 |  | 20 | 1.1451 | 13.8302 | 0.0076106 | 0 | 12.8897 | 0 | 0 | 12.3324 | 0 | 12.0858 | 12.0823 | 2991.14 | 22.3175 | 2037.86 | 2053.85 | 2042.84 | 2042.84 | 2014.24 | 2014.18 | 1518.34 | 0 | 0 | 0.084497 | 0 | 2014.1 | 950 | 1913.11 | 1903.5411
5468 | 1978-08-16 19:00 | 0 | 0 | 0 | 21.5 | 3.3 | -9900
5469 | 1978-08-16 20:00 | 0 | 0 | 0 | 21.3 | 2.9 | -9900
5470 | 1978-08-16 21:00 | 0 | 0 | 0 | 21.1 | 2.6 | -9900
5471 | 1978-08-16 22:00 | 0 | 0 | 0 | 20.7 | 2.2 | -9900
5472 | 1978-08-16 23:00 | 0 | 0 | 0 | 20.4 | 1.9 | -9900
5473 | 1978-08-17 | 0 | 0 | 0 | 20 | 1.5 | -9900
5474 | 1978-08-17 01:00 | 0 | 0 | 0 | 19.6 | 2 | -9900
5475 | 1978-08-17 02:00 | 0 | 0 | 0 | 19.3 | 2.6 | -9900
5476 | 1978-08-17 03:00 | 0 | 0 | 0 | 18.9 | 3.1 | -9900
5477 | 1978-08-17 04:00 | 0 | 0 | 0 | 18.9 | 2.8 | -9900
5478 | 1978-08-17 05:00 | 28 | 0 | 28 | 18.9 | 2.4 | -9900 | 2.548 | 75.6598 | 88.8168 | 0 |  | 28 | 0 | 25.5032 | 0.010655 | 0 | 23.8787 | 0.010655 | 0 | 22.8453 | 0 | 22.3884 | 22.3789 | 5540.12 | 20.1079 | 4422.19 | 4498.74 | 4470.05 | 4470.05 | 4407.47 | 4407.2 | 1522.24 | 0 | 0 | 0.41643 | 0 | 4406.78 | 950 | 4194.19 | 4173.2202
5479 | 1978-08-17 06:00 | 69 | 4 | 68 | 18.9 | 2.1 | -9900 | 14.9433 | 83.4633 | 77.0413 | 0 |  | 69 | 0.86864 | 67.2059 | 0.026257 | 0.82982 | 62.8658 | 0.026257 | 0.68431 | 60.1458 | 0 | 59.6135 | 59.5857 | 14751.4 | 22.1605 | 13374.5 | 13517.3 | 13466.7 | 13466.7 | 13278.2 | 13275.9 | 1558.2 | 0 | 0 | 3.8421 | 0 | 13272.1 | 950 | 12722.4 | 12658.7783
5480 | 1978-08-17 07:00 | 324 | 310 | 180 | 20 | 2.4 | -9900 | 27.5335 | 91.4002 | 64.0012 | 0 |  | 324 | 136.382 | 177.676 | 0.12329 | 132.336 | 166.378 | 0.12329 | 123.807 | 159.177 | 0 | 277.325 | 277.202 | 68621.5 | 34.9625 | 67673 | 65111.6 | 64807.5 | 64807.5 | 63899.9 | 63843.4 | 1538.3 | 0 | 0 | 84.7151 | 0 | 63758.7 | 949.999 | 62465 | 62152.6406
5481 | 1978-08-17 08:00 | 605 | 725 | 138 | 21.1 | 2.8 | -9900 | 40.0699 | 100.433 | 50.9265 | 0 |  | 605 | 456.676 | 138.6 | 0.23022 | 444.989 | 129.823 | 0.23022 | 431.905 | 124.205 | 0 | 544.988 | 544.305 | 134739 | 49.95 | 134916 | 122170 | 121457 | 121457 | 119756 | 119560 | 1536.47 | 0 | 0 | 303.923 | 0 | 119256 | 950 | 117286 | 116699.7969
5482 | 1978-08-17 09:00 | 800 | 882 | 103 | 22.2 | 3.1 | -9900 | 52.1712 | 112.305 | 38.0928 | 0 |  | 800 | 693.564 | 104.337 | 0.30442 | 671.372 | 97.6636 | 0.30442 | 662.285 | 93.4374 | 0 | 740.608 | 739.543 | 183074 | 60.8669 | 183794 | 158526 | 157828 | 157828 | 155618 | 155283 | 1528.33 | 0 | 0 | 518.57 | 0 | 154765 | 950 | 152095 | 151334.1406
5483 | 1978-08-17 10:00 | 923 | 910 | 111 | 23.1 | 3.6 | -9900 | 62.957 | 130.927 | 26.1511 | 0 |  | 923 | 817.334 | 112.7 | 0.35123 | 776.459 | 105.464 | 0.35123 | 772.03 | 100.901 | 0 | 855.472 | 854.371 | 211512 | 66.7658 | 212226 | 177544 | 176807 | 176807 | 174332 | 173904 | 1515.27 | 0 | 0 | 632.776 | 0 | 173271 | 950 | 170194 | 169343.5156
5484 | 1978-08-17 11:00 | 980 | 920 | 115 | 24.1 | 4.1 | -9900 | 69.9327 | 163.723 | 17.396 | 0 |  | 980 | 878.205 | 117.068 | 0.37292 | 841.3 | 109.52 | 0.37292 | 839.274 | 104.782 | 0 | 925.174 | 923.7 | 228671 | 70.2472 | 229302 | 188891 | 187639 | 187639 | 185011 | 184497 | 1484.56 | 1771.37 | 0 | 647.262 | 0 | 183850 | 950 | 178760 | 177865.9219
5485 | 1978-08-17 12:00 | 973 | 919 | 114 | 25 | 4.6 | -9900 | 68.8107 | 205.878 | 17.5221 | 0 |  | 973 | 878.342 | 116.551 | 0.37026 | 867.132 | 109.002 | 0.37026 | 865.01 | 104.286 | 0 | 949.91 | 949.343 | 235011 | 71.3615 | 235709 | 194276 | 193249 | 193249 | 190543 | 190071 | 1577.13 | 1522.88 | 0 | 768.916 | 0 | 189302 | 950 | 184338 | 183416.5312
5486 | 1978-08-17 13:00 | 895 | 899 | 109 | 24.8 | 4.4 | -9900 | 60.5081 | 234.534 | 26.3163 | 0 |  | 895 | 808.902 | 112.032 | 0.34058 | 808.902 | 104.742 | 0.34058 | 804.197 | 100.21 | 0 | 886.32 | 886.321 | 219426 | 68.4795 | 220268 | 184458 | 184188 | 184188 | 181608 | 181204 | 1611.75 | 0 | 0 | 731.604 | 0 | 180472 | 950 | 177243 | 176356.6406
5487 | 1978-08-17 14:00 | 767 | 876 | 100 | 24.6 | 4.3 | -9900 | 49.2533 | 250.917 | 38.2337 | 0 |  | 767 | 690.9 | 103.307 | 0.29187 | 664.02 | 96.5532 | 0.29187 | 654.861 | 92.3763 | 0 | 732.292 | 732.135 | 181271 | 60.8455 | 181981 | 157036 | 156183 | 156183 | 153997 | 153660 | 1513.16 | 0 | 0 | 491.388 | 0 | 153169 | 950 | 150540 | 149787.2188
5488 | 1978-08-17 15:00 | 581 | 817 | 86 | 24.4 | 4.1 | -9900 | 36.9846 | 261.84 | 51.0582 | 0 |  | 581 | 516.578 | 89.2557 | 0.22109 | 376.021 | 83.3897 | 0.22109 | 364.292 | 79.7826 | 0 | 435.193 | 435.102 | 107722 | 46.1373 | 107538 | 96968.4 | 96324 | 96324 | 91415 | 91234.6 | 1445.08 | 0 | 0 | -379.428 | 14.117 | 91599.9 | 944.601 | 89982.2 | 89532.2891
5489 | 1978-08-17 16:00 | 366 | 717 | 65 | 23.5 | 4.3 | -9900 | 24.3963 | 270.475 | 64.1358 | 0 |  | 366 | 317.514 | 68.1774 | 0.13927 | 246.58 | 63.6312 | 0.13927 | 229.911 | 60.8794 | 0 | 284.974 | 285.371 | 70636 | 37.6277 | 69821.3 | 65891.8 | 65532.1 | 65532.1 | 62391 | 62308.6 | 1387.98 | 0 | 0 | -92.5648 | 199.278 | 62201.9 | 940.599 | 60990.7 | 60685.7109
5490 | 1978-08-17 17:00 | 143 | 449 | 48 | 22.6 | 4.4 | -9900 | 11.8165 | 278.291 | 77.1876 | 0 |  | 143 | 102.748 | 50.2766 | 0.054416 | 55.9487 | 46.8498 | 0.054416 | 46.3225 | 44.8244 | 0 | 89.3239 | 89.4586 | 22150 | 27.0087 | 20799.1 | 20543.6 | 20209.5 | 20209.5 | 19866.4 | 19855.3 | 1149.07 | 0 | 0 | -3.514 | 0 | 19858.8 | 945.736 | 19145.3 | 19049.541
5491 | 1978-08-17 18:00 | 22 | 66 | 14 | 21.7 | 4.6 | -9900 | -0.51638 | 286.159 | 88.6881 | 0 |  | 22 | 2.1045 | 12.5607 | 0.0083717 | 0 | 11.7196 | 0 | 0 | 11.2128 | 0 | 10.9885 | 10.9847 | 2719.38 | 22.2364 | 1789.85 | 1803.48 | 1793.44 | 1793.44 | 1768.33 | 1768.29 | 1506.14 | 0 | 0 | 0.065088 | 0 | 1768.23 | 950 | 1679.24 | 1670.8475
5492 | 1978-08-17 19:00 | 0 | 0 | 0 | 21.5 | 3.8 | -9900
5493 | 1978-08-17 20:00 | 0 | 0 | 0 | 21.3 | 2.9 | -9900
5494 | 1978-08-17 21:00 | 0 | 0 | 0 | 21.1 | 2.1 | -9900
5495 | 1978-08-17 22:00 | 0 | 0 | 0 | 20.9 | 1.9 | -9900
5496 | 1978-08-17 23:00 | 0 | 0 | 0 | 20.8 | 1.7 | -9900
5497 | 1978-08-18 | 0 | 0 | 0 | 20.6 | 1.5 | -9900
5498 | 1978-08-18 01:00 | 0 | 0 | 0 | 20.4 | 1.7 | -9900
5499 | 1978-08-18 02:00 | 0 | 0 | 0 | 20.2 | 1.9 | -9900
5500 | 1978-08-18 03:00 | 0 | 0 | 0 | 20 | 2.1 | -9900
5501 | 1978-08-18 04:00 | 0 | 0 | 0 | 20 | 2.1 | -9900
5502 | 1978-08-18 05:00 | 12 | 0 | 12 | 20 | 2.1 | -9900 | 2.4169 | 75.9579 | 88.8618 | 0 |  | 12 | 0 | 11.9834 | 0.0045664 | 0 | 11.2064 | 0.0045664 | 0 | 10.7215 | 0 | 10.5071 | 10.5011 | 2599.67 | 20.5746 | 1681.39 | 1701.01 | 1691.35 | 1691.35 | 1667.67 | 1667.64 | 1520.63 | 0 | 0 | 0.058526 | 0 | 1667.58 | 950 | 1583.57 | 1575.6475
5503 | 1978-08-18 06:00 | 77 | 7 | 75 | 20 | 2.1 | -9900 | 14.8241 | 83.7768 | 77.1418 | 0 |  | 77 | 1.7376 | 74.0126 | 0.029301 | 1.6666 | 69.2397 | 0.029301 | 1.3719 | 66.2438 | 0 | 66.2634 | 66.2266 | 16395.2 | 23.6238 | 14998.7 | 15075.1 | 15020.9 | 15020.9 | 14810.6 | 14807.8 | 1562 | 0 | 0 | 4.8182 | 0 | 14803 | 950 | 14207.5 | 14136.4883
5504 | 1978-08-18 07:00 | 322 | 260 | 202 | 20.9 | 2.3 | -9900 | 27.4173 | 91.7432 | 64.0956 | 0 |  | 322 | 113.709 | 199.259 | 0.12253 | 110.287 | 186.595 | 0.12253 | 103.137 | 178.52 | 0 | 276.024 | 275.805 | 68277 | 35.855 | 67322.1 | 64554.9 | 64278 | 64278 | 63378.1 | 63323.8 | 1556.98 | 0 | 0 | 85.7458 | 0 | 63238 | 949.999 | 61949.3 | 61639.5664
5505 | 1978-08-18 08:00 | 573 | 582 | 198 | 21.9 | 2.4 | -9900 | 39.9452 | 100.826 | 51.0249 | 0 |  | 573 | 366.883 | 197.879 | 0.21804 | 357.413 | 185.297 | 0.21804 | 346.845 | 177.278 | 0 | 513.641 | 513.289 | 127061 | 49.6057 | 127114 | 115312 | 114707 | 114707 | 113101 | 112930 | 1549.47 | 0 | 0 | 275.59 | 0 | 112654 | 950 | 110808 | 110254.2344
5506 | 1978-08-18 09:00 | 803 | 871 | 115 | 22.8 | 2.6 | -9900 | 52.0197 | 112.775 | 38.2115 | 0 |  | 803 | 684.903 | 116.365 | 0.30557 | 662.06 | 108.922 | 0.30557 | 653.033 | 104.209 | 0 | 742.097 | 741.157 | 183477 | 62.4429 | 184197 | 157712 | 157084 | 157084 | 154884 | 154560 | 1540.33 | 0 | 0 | 517.778 | 0 | 154042 | 950 | 151384 | 150626.5938
5507 | 1978-08-18 10:00 | 926 | 901 | 124 | 23.3 | 3.3 | -9900 | 62.747 | 131.474 | 26.3227 | 0 |  | 926 | 807.599 | 125.767 | 0.35237 | 764.051 | 117.692 | 0.35237 | 759.635 | 112.599 | 0 | 854.789 | 854.067 | 211435 | 67.5502 | 212136 | 176723 | 175815 | 175815 | 173352 | 172926 | 1515.71 | 0 | 0 | 622.768 | 0 | 172303 | 950 | 169248 | 168401.4062
5508 | 1978-08-18 11:00 | 984 | 912 | 128 | 23.9 | 3.9 | -9900 | 69.6328 | 164.096 | 17.6732 | 0 |  | 984 | 869.423 | 130.175 | 0.37444 | 832.889 | 121.782 | 0.37444 | 830.817 | 116.512 | 0 | 928.382 | 927.341 | 229574 | 70.6527 | 230196 | 189259 | 187999 | 187999 | 185366 | 184866 | 1507.9 | 1921.96 | 0 | 666.789 | 0 | 184199 | 950 | 178949 | 178054.6719
5509 | 1978-08-18 12:00 | 980 | 913 | 127 | 24.4 | 4.6 | -9900 | 68.4922 | 205.681 | 17.836 | 0 |  | 980 | 872.581 | 129.711 | 0.37292 | 861.445 | 121.31 | 0.37292 | 859.258 | 116.061 | 0 | 955.813 | 955.138 | 236445 | 71.0445 | 237127 | 195726 | 194682 | 194682 | 191956 | 191471 | 1565.78 | 2308.39 | 0 | 774.76 | 0 | 190696 | 950 | 184913 | 183988.8438
5510 | 1978-08-18 13:00 | 897 | 888 | 122 | 24.4 | 4.8 | -9900 | 60.2411 | 234.153 | 26.5676 | 0 |  | 897 | 797.963 | 125.251 | 0.34134 | 797.963 | 117.101 | 0.34134 | 793.224 | 112.035 | 0 | 887.154 | 887.118 | 219622 | 67.3303 | 220466 | 185612 | 185354 | 185354 | 182759 | 182350 | 1608.89 | 0 | 0 | 742.806 | 0 | 181607 | 950 | 178351 | 177459.2188
5511 | 1978-08-18 14:00 | 763 | 858 | 112 | 24.4 | 5 | -9900 | 49.023 | 250.563 | 38.4447 | 0 |  | 763 | 674.711 | 115.559 | 0.29035 | 645.508 | 108.005 | 0.29035 | 636.479 | 103.333 | 0 | 725.016 | 725.004 | 179501 | 59.1673 | 180194 | 156617 | 155514 | 155514 | 153337 | 153001 | 1508.54 | 0 | 0 | 483.787 | 0 | 152517 | 950 | 149895 | 149145.8281
5512 | 1978-08-18 15:00 | 579 | 802 | 95 | 24.4 | 5.2 | -9900 | 36.7714 | 261.53 | 51.2526 | 0 |  | 579 | 505.479 | 99.2682 | 0.22033 | 366.402 | 92.7154 | 0.22033 | 354.836 | 88.7052 | 0 | 434.671 | 434.49 | 107574 | 45.047 | 107377 | 97437 | 96802 | 96802 | 92330.1 | 92148.6 | 1446.86 | 0 | 0 | -395.211 | 0 | 92543.9 | 945.284 | 90901.9 | 90447.4297
5513 | 1978-08-18 16:00 | 361 | 694 | 72 | 23.3 | 4.5 | -9900 | 24.1873 | 270.199 | 64.3268 | 0 |  | 361 | 305.215 | 75.3715 | 0.13737 | 236.435 | 70.3515 | 0.13737 | 220.247 | 67.309 | 0 | 281.805 | 281.947 | 69790 | 37.1318 | 68952 | 65251.6 | 64849.9 | 64849.9 | 61893.3 | 61812.9 | 1393.48 | 0 | 0 | -115.425 | 103.976 | 61824.3 | 939.938 | 60613.6 | 60310.5391
5514 | 1978-08-18 17:00 | 141 | 459 | 46 | 22.2 | 3.8 | -9900 | 11.6031 | 278.038 | 77.3838 | 0 |  | 141 | 103.035 | 48.2622 | 0.053655 | 55.0909 | 44.9683 | 0.053655 | 45.3635 | 43.0243 | 0 | 86.62 | 86.8063 | 21490 | 26.5964 | 20143.2 | 19918.8 | 19568.1 | 19568.1 | 19173.8 | 19163.3 | 1133.47 | 0 | 0 | -5.1098 | 0 | 19168.4 | 944.314 | 18470.9 | 18378.5879
5515 | 1978-08-18 18:00 | 20 | 50 | 15 | 21.1 | 3.1 | -9900 | -0.74122 | 285.921 | 88.7937 | 0 |  | 20 | 1.2094 | 12.9334 | 0.0076106 | 0 | 12.0604 | 0 | 0 | 11.5389 | 0 | 11.3081 | 11.3029 | 2798.2 | 21.691 | 1861.57 | 1878.87 | 1868.73 | 1868.73 | 1842.57 | 1842.52 | 1520.49 | 0 | 0 | 0.071107 | 0 | 1842.45 | 950 | 1749.84 | 1741.0864
5516 | 1978-08-18 19:00 | 0 | 0 | 0 | 20.9 | 2.8 | -9900
5517 | 1978-08-18 20:00 | 0 | 0 | 0 | 20.8 | 2.4 | -9900
5518 | 1978-08-18 21:00 | 0 | 0 | 0 | 20.6 | 2.1 | -9900
5519 | 1978-08-18 22:00 | 0 | 0 | 0 | 20.4 | 1.4 | -9900
5520 | 1978-08-18 23:00 | 0 | 0 | 0 | 20.2 | 0.7 | -9900
5521 | 1978-08-19 | 0 | 0 | 0 | 20 | 0 | -9900
5522 | 1978-08-19 01:00 | 0 | 0 | 0 | 20 | 0.7 | -9900
5523 | 1978-08-19 02:00 | 0 | 0 | 0 | 20 | 1.4 | -9900
5524 | 1978-08-19 03:00 | 0 | 0 | 0 | 20 | 2.1 | -9900
5525 | 1978-08-19 04:00 | 0 | 0 | 0 | 19.8 | 1.9 | -9900
5526 | 1978-08-19 05:00 | 25 | 15 | 24 | 19.6 | 1.7 | -9900 | 2.2857 | 76.26 | 88.9068 | 0 |  | 25 | 0.21915 | 24.1835 | 0.0095133 | 0.16616 | 22.6184 | 0.0095133 | 0.038026 | 21.6398 | 0 | 21.2443 | 21.2344 | 5256.81 | 20.7833 | 4153.15 | 4214.88 | 4186.25 | 4186.25 | 4127.64 | 4127.41 | 1539.52 | 0 | 0 | 0.36598 | 0 | 4127.04 | 950 | 3926.97 | 3907.3311
5527 | 1978-08-19 06:00 | 62 | 5 | 61 | 19.4 | 1.5 | -9900 | 14.7046 | 84.0941 | 77.2424 | 0 |  | 62 | 0.86895 | 60.364 | 0.023593 | 0.83301 | 56.4614 | 0.023593 | 0.68424 | 54.0185 | 0 | 53.6087 | 53.5841 | 13265.5 | 22.4132 | 11911.1 | 12027.1 | 11980.5 | 11980.5 | 11812.7 | 11810.9 | 1564.54 | 0 | 0 | 3.0551 | 0 | 11807.9 | 950 | 11305.6 | 11249.0537
5528 | 1978-08-19 07:00 | 266 | 247 | 153 | 20.2 | 2.7 | -9900 | 27.3003 | 92.09 | 64.1904 | 0 |  | 266 | 107.133 | 151.223 | 0.10122 | 103.885 | 141.604 | 0.10122 | 97.1088 | 135.476 | 0 | 227.933 | 227.801 | 56392.8 | 32.3293 | 55258.7 | 53711.5 | 53463.5 | 53463.5 | 52715 | 52675.2 | 1516.11 | 0 | 0 | 56.9433 | 0 | 52618.3 | 950 | 51460 | 51202.668
5529 | 1978-08-19 08:00 | 620 | 710 | 165 | 20.9 | 4 | -9900 | 39.8191 | 101.223 | 51.1243 | 0 |  | 620 | 445.366 | 165.561 | 0.23593 | 433.674 | 155.063 | 0.23593 | 420.778 | 148.352 | 0 | 557.747 | 557.143 | 137917 | 48.8613 | 138142 | 125676 | 124975 | 124975 | 123225 | 123019 | 1541.5 | 0 | 0 | 321.943 | 0 | 122697 | 950 | 120662 | 120058.5234
5530 | 1978-08-19 09:00 | 752 | 821 | 106 | 21.7 | 5.2 | -9900 | 51.866 | 113.248 | 38.3322 | 0 |  | 752 | 643.375 | 107.392 | 0.28616 | 621.482 | 100.524 | 0.28616 | 612.944 | 96.1743 | 0 | 694.936 | 694.091 | 171827 | 54.6834 | 172468 | 152892 | 152285 | 152285 | 150153 | 149841 | 1526.04 | 0 | 0 | 483.082 | 0 | 149358 | 950 | 146795 | 146060.9844
5531 | 1978-08-19 10:00 | 819 | 664 | 229 | 22.4 | 5.2 | -9900 | 62.5337 | 132.022 | 26.4978 | 0 |  | 819 | 594.367 | 233.162 | 0.31165 | 561.362 | 218.234 | 0.31165 | 558.071 | 208.791 | 0 | 751.524 | 750.965 | 185912 | 58.086 | 186615 | 162766 | 161893 | 161893 | 159626 | 159266 | 1509.41 | 0 | 0 | 528.733 | 0 | 158737 | 950 | 155990 | 155210.5469
5532 | 1978-08-19 11:00 | 978 | 902 | 132 | 23.2 | 5.2 | -9900 | 69.3294 | 164.466 | 17.9544 | 0 |  | 978 | 859.623 | 134.23 | 0.37216 | 823.503 | 125.576 | 0.37216 | 821.386 | 120.142 | 0 | 922.698 | 921.872 | 228218 | 67.0076 | 228852 | 191495 | 190240 | 190240 | 187577 | 187072 | 1503.62 | 3366.09 | 0 | 686.714 | 0 | 186385 | 950 | 179638 | 178740.0469
5533 | 1978-08-19 12:00 | 946 | 876 | 131 | 23.9 | 5.2 | -9900 | 68.1694 | 205.492 | 18.1543 | 0 |  | 946 | 834.072 | 133.783 | 0.35998 | 823.428 | 125.118 | 0.35998 | 821.26 | 119.705 | 0 | 922.145 | 921.575 | 228138 | 67.6934 | 228893 | 191949 | 190934 | 190934 | 188260 | 187794 | 1565.87 | 325.825 | 0 | 748.381 | 0 | 187045 | 950 | 183333 | 182416.3281
5534 | 1978-08-19 13:00 | 892 | 883 | 125 | 24.1 | 4.8 | -9900 | 59.969 | 233.777 | 26.8244 | 0 |  | 892 | 790.109 | 128.325 | 0.33943 | 790.109 | 119.976 | 0.33943 | 785.318 | 114.785 | 0 | 882.101 | 882.003 | 218356 | 66.7828 | 219203 | 185012 | 184745 | 184745 | 182157 | 181745 | 1596.98 | 0 | 0 | 732.352 | 0 | 181012 | 950 | 177770 | 176881.25
5535 | 1978-08-19 14:00 | 763 | 858 | 115 | 24.2 | 4.5 | -9900 | 48.788 | 250.209 | 38.6607 | 0 |  | 763 | 671.993 | 118.641 | 0.29035 | 636.7 | 110.886 | 0.29035 | 627.659 | 106.089 | 0 | 719.073 | 718.781 | 177957 | 59.462 | 178631 | 154869 | 153579 | 153579 | 151412 | 151073 | 1496.93 | 0 | 0 | 449.368 | 0 | 150624 | 950 | 148027 | 147286.3906
5536 | 1978-08-19 15:00 | 578 | 800 | 98 | 24.4 | 4.1 | -9900 | 36.5537 | 261.219 | 51.4514 | 0 |  | 578 | 501.688 | 102.37 | 0.21995 | 362.123 | 95.6138 | 0.21995 | 350.553 | 91.4782 | 0 | 433.19 | 433.261 | 107271 | 46.0453 | 107066 | 96668.8 | 96116.6 | 96116.6 | 91890.7 | 91712.9 | 1450.74 | 0 | 0 | -376.361 | 0 | 92089.3 | 945.551 | 90453.3 | 90000.9922
5537 | 1978-08-19 16:00 | 355 | 683 | 74 | 23.5 | 3.6 | -9900 | 23.9742 | 269.921 | 64.5219 | 0 |  | 355 | 297.126 | 77.437 | 0.13509 | 229.435 | 72.2812 | 0.13509 | 213.518 | 69.1552 | 0 | 277.019 | 277.164 | 68607.7 | 37.6655 | 67748.2 | 63951 | 63529.4 | 63529.4 | 60723.8 | 60646.8 | 1404.8 | 0 | 0 | -114.621 | 64.5183 | 60696.9 | 939.745 | 59499 | 59201.5195
5538 | 1978-08-19 17:00 | 137 | 442 | 46 | 22.6 | 3.1 | -9900 | 11.3858 | 277.783 | 77.5838 | 0 |  | 137 | 98.986 | 48.285 | 0.052133 | 51.9887 | 44.9889 | 0.052133 | 42.5371 | 43.044 | 0 | 83.8695 | 84.0157 | 20798.7 | 26.9927 | 19449.2 | 19207 | 18912.6 | 18912.6 | 18572.7 | 18561.4 | 1077.17 | 0 | 0 | -1.2749 | 0 | 18562.7 | 942.313 | 17879 | 17789.6328
5539 | 1978-08-19 18:00 | 20 | 44 | 15 | 21.7 | 2.6 | -9900 | -0.96973 | 285.682 | 88.9012 | 0 |  | 20 | 1.1017 | 12.8886 | 0.0076106 | 0 | 12.0214 | 0 | 0 | 11.5016 | 0 | 11.2715 | 11.2683 | 2789.67 | 22.3027 | 1853.81 | 1867.81 | 1857.74 | 1857.74 | 1831.74 | 1831.69 | 1530.52 | 0 | 0 | 0.070899 | 0 | 1831.62 | 950 | 1739.53 | 1730.8348
5540 | 1978-08-19 19:00 | 0 | 0 | 0 | 21.3 | 2.6 | -9900
5541 | 1978-08-19 20:00 | 0 | 0 | 0 | 21 | 2.6 | -9900
5542 | 1978-08-19 21:00 | 0 | 0 | 0 | 20.6 | 2.6 | -9900
5543 | 1978-08-19 22:00 | 0 | 0 | 0 | 20.4 | 2.6 | -9900
5544 | 1978-08-19 23:00 | 0 | 0 | 0 | 20.2 | 2.6 | -9900
5545 | 1978-08-20 | 0 | 0 | 0 | 20 | 2.6 | -9900
5546 | 1978-08-20 01:00 | 0 | 0 | 0 | 20 | 2.2 | -9900
5547 | 1978-08-20 02:00 | 0 | 0 | 0 | 20 | 1.9 | -9900
5548 | 1978-08-20 03:00 | 0 | 0 | 0 | 20 | 1.5 | -9900
5549 | 1978-08-20 04:00 | 0 | 0 | 0 | 20 | 1.5 | -9900
5550 | 1978-08-20 05:00 | 23 | 1 | 23 | 20 | 1.5 | -9900 | 2.1543 | 76.5661 | 88.9516 | 0 |  | 23 | 0 | 21.233 | 0.0087522 | 0 | 19.8737 | 0.0087522 | 0 | 19.0137 | 0 | 18.6334 | 18.632 | 4612.58 | 21.0477 | 3545.55 | 3593.54 | 3566.61 | 3566.61 | 3516.67 | 3516.5 | 1528.11 | 0 | 0 | 0.26485 | 0 | 3516.24 | 950 | 3344.15 | 3327.4287
5551 | 1978-08-20 06:00 | 83 | 3 | 83 | 20 | 1.5 | -9900 | 14.5848 | 84.4152 | 77.343 | 0 |  | 83 | 0 | 81.7571 | 0.031584 | 0 | 76.4946 | 0.031584 | 0 | 73.1848 | 0 | 71.7211 | 71.6617 | 17740.8 | 24.0298 | 16331.8 | 16389.7 | 16335.5 | 16335.5 | 16106.8 | 16103.4 | 1559.62 | 0 | 0 | 5.6525 | 0 | 16097.8 | 950 | 15466.1 | 15388.8184
5552 | 1978-08-20 07:00 | 278 | 242 | 167 | 21.1 | 1.9 | -9900 | 27.1827 | 92.4405 | 64.2856 | 0 |  | 278 | 105.293 | 165.001 | 0.10579 | 102.078 | 154.509 | 0.10579 | 95.3795 | 147.822 | 0 | 238.338 | 238.17 | 58959.6 | 34.2515 | 57862.3 | 55824.6 | 55579.8 | 55579.8 | 54801.5 | 54760 | 1551.31 | 0 | 0 | 62.9284 | 0 | 54697 | 950 | 53506.1 | 53238.6016
5553 | 1978-08-20 08:00 | 561 | 551 | 208 | 22.2 | 2.2 | -9900 | 39.6917 | 101.623 | 51.2248 | 0 |  | 561 | 345.695 | 207.885 | 0.21348 | 336.468 | 194.666 | 0.21348 | 326.405 | 186.242 | 0 | 502.394 | 501.938 | 124253 | 49.5407 | 124259 | 112762 | 112215 | 112215 | 110644 | 110478 | 1546.26 | 0 | 0 | 259.998 | 0 | 110218 | 950 | 108418 | 107876.125
5554 | 1978-08-20 09:00 | 790 | 838 | 130 | 23.3 | 2.6 | -9900 | 51.71 | 113.725 | 38.4549 | 0 |  | 790 | 657.611 | 132.018 | 0.30062 | 634.94 | 123.607 | 0.30062 | 626.149 | 118.258 | 0 | 729.518 | 728.736 | 180402 | 62.2785 | 181103 | 155198 | 154607 | 154607 | 152442 | 152124 | 1532.87 | 0 | 0 | 500.398 | 0 | 151623 | 950 | 149014 | 148268.4688
5555 | 1978-08-20 10:00 | 910 | 866 | 141 | 23.9 | 3.1 | -9900 | 62.317 | 132.57 | 26.6763 | 0 |  | 910 | 775.019 | 142.837 | 0.34628 | 731.63 | 133.667 | 0.34628 | 727.279 | 127.883 | 0 | 838.058 | 837.287 | 207282 | 67.6774 | 207995 | 173182 | 172210 | 172210 | 169798 | 169386 | 1509.92 | 0 | 0 | 594.968 | 0 | 168791 | 950 | 165815 | 164986.0781
5556 | 1978-08-20 11:00 | 963 | 873 | 146 | 24.4 | 3.6 | -9900 | 69.0224 | 164.834 | 18.2395 | 0 |  | 963 | 830.507 | 148.305 | 0.36645 | 795.612 | 138.744 | 0.36645 | 793.499 | 132.74 | 0 | 907.715 | 906.792 | 224486 | 70.745 | 225156 | 185102 | 183917 | 183917 | 181342 | 180873 | 1512.32 | 85.3641 | 0 | 644.671 | 0 | 180228 | 950 | 176909 | 176024.9219
5557 | 1978-08-20 12:00 | 957 | 874 | 145 | 25 | 4.1 | -9900 | 67.8426 | 205.31 | 18.4768 | 0 |  | 957 | 831.37 | 147.915 | 0.36417 | 819.581 | 138.335 | 0.36417 | 817.343 | 132.35 | 0 | 930.699 | 930.102 | 230249 | 71.4671 | 230982 | 190252 | 189506 | 189506 | 186851 | 186390 | 1564.91 | 75.7072 | 0 | 729.368 | 0 | 185661 | 950 | 182231 | 181319.9375
5558 | 1978-08-20 13:00 | 882 | 858 | 139 | 25.2 | 3.9 | -9900 | 59.692 | 233.406 | 27.0863 | 0 |  | 882 | 765.764 | 142.518 | 0.33563 | 765.764 | 133.246 | 0.33563 | 761.021 | 127.481 | 0 | 870.732 | 870.663 | 215550 | 69.0952 | 216402 | 180711 | 180438 | 180438 | 177911 | 177513 | 1593.07 | 0 | 0 | 693.561 | 0 | 176820 | 950 | 173675 | 172807.0781
5559 | 1978-08-20 14:00 | 740 | 815 | 127 | 25.4 | 3.8 | -9900 | 48.5482 | 249.857 | 38.8817 | 0 |  | 740 | 636.073 | 132.154 | 0.28159 | 597.562 | 123.492 | 0.28159 | 588.947 | 118.15 | 0 | 692.955 | 692.968 | 171559 | 60.4959 | 172181 | 148565 | 147337 | 147337 | 145274 | 144964 | 1499.81 | 0 | 0 | 434.442 | 0 | 144529 | 950 | 142046 | 141336.0781
5560 | 1978-08-20 15:00 | 557 | 753 | 107 | 25.6 | 3.6 | -9900 | 36.3317 | 260.909 | 51.6547 | 0 |  | 557 | 470.702 | 111.592 | 0.21196 | 338.554 | 104.232 | 0.21196 | 327.603 | 99.7237 | 0 | 418.78 | 418.24 | 103552 | 46.9757 | 103280 | 92987.2 | 92540.1 | 92540.1 | 88904.9 | 88737.7 | 1430.26 | 0 | 0 | -325.292 | 0 | 89063 | 945.71 | 87476.7 | 87039.3281
5561 | 1978-08-20 16:00 | 341 | 628 | 84 | 24.5 | 3.6 | -9900 | 23.7571 | 269.643 | 64.721 | 0 |  | 341 | 272.087 | 87.852 | 0.12976 | 209.567 | 81.9884 | 0.12976 | 194.833 | 78.4427 | 0 | 267.81 | 268 | 66339.6 | 38.1971 | 65430.6 | 61705.5 | 61291.1 | 61291.1 | 58918 | 58845.4 | 1385.46 | 0 | 0 | -149.975 | 0 | 58995.4 | 939.824 | 57806.2 | 57517.1719
5562 | 1978-08-20 17:00 | 127 | 379 | 51 | 23.3 | 3.6 | -9900 | 11.1648 | 277.527 | 77.7875 | 0 |  | 127 | 82.9235 | 53.379 | 0.048327 | 42.5707 | 49.7465 | 0.048327 | 34.6138 | 47.5958 | 0 | 80.5654 | 80.7015 | 19979.2 | 27.4246 | 18612.1 | 18373.1 | 18159.7 | 18159.7 | 17905.4 | 17896 | 1101.07 | 0 | 0 | 2.2773 | 0 | 17893.7 | 950 | 17217.5 | 17131.4219
5563 | 1978-08-20 18:00 | 17 | 25 | 14 | 22.2 | 3.6 | -9900 | -1.2018 | 285.44 | 89.0105 | 0 |  | 17 | 0.59534 | 11.9926 | 0.006469 | 0 | 11.1889 | 0 | 0 | 10.705 | 0 | 10.4909 | 10.4866 | 2596.1 | 22.736 | 1677.97 | 1688.09 | 1678.82 | 1678.82 | 1655.32 | 1655.28 | 1513.72 | 0 | 0 | 0.057359 | 0 | 1655.22 | 950 | 1571.78 | 1563.9218
5564 | 1978-08-20 19:00 | 0 | 0 | 0 | 22 | 3.3 | -9900
5565 | 1978-08-20 20:00 | 0 | 0 | 0 | 21.9 | 2.9 | -9900
5566 | 1978-08-20 21:00 | 0 | 0 | 0 | 21.7 | 2.6 | -9900
5567 | 1978-08-20 22:00 | 0 | 0 | 0 | 21.5 | 2.4 | -9900
5568 | 1978-08-20 23:00 | 0 | 0 | 0 | 21.3 | 2.3 | -9900
5569 | 1978-08-21 | 0 | 0 | 0 | 21.1 | 2.1 | -9900
5570 | 1978-08-21 01:00 | 0 | 0 | 0 | 20.9 | 2.1 | -9900
5571 | 1978-08-21 02:00 | 0 | 0 | 0 | 20.8 | 2.1 | -9900
5572 | 1978-08-21 03:00 | 0 | 0 | 0 | 20.6 | 2.1 | -9900
5573 | 1978-08-21 04:00 | 0 | 0 | 0 | 20.6 | 1.9 | -9900
5574 | 1978-08-21 05:00 | 15 | 1 | 15 | 20.6 | 1.7 | -9900 | 2.0229 | 76.8759 | 88.9964 | 0 |  | 15 | 0 | 14.5657 | 0.0057079 | 0 | 13.6253 | 0.0057079 | 0 | 13.0358 | 0 | 12.775 | 12.7714 | 3161.68 | 21.3117 | 2194.59 | 2218.92 | 2207.37 | 2207.37 | 2176.46 | 2176.4 | 1521.77 | 0 | 0 | 0.099818 | 0 | 2176.3 | 950 | 2067.52 | 2057.1785
5575 | 1978-08-21 06:00 | 68 | 6 | 67 | 20.6 | 1.5 | -9900 | 14.4646 | 84.74 | 77.4436 | 0 |  | 68 | 0.86933 | 66.2091 | 0.025876 | 0.83061 | 61.9345 | 0.025876 | 0.67928 | 59.2547 | 0 | 58.7353 | 58.7118 | 14534.9 | 23.9015 | 13161 | 13213.9 | 13164.3 | 13164.3 | 12980 | 12977.8 | 1569.12 | 0 | 0 | 3.6891 | 0 | 12974.1 | 950 | 12433.9 | 12371.7666
5576 | 1978-08-21 07:00 | 275 | 179 | 193 | 21.7 | 2.5 | -9900 | 27.0643 | 92.7947 | 64.3814 | 0 |  | 275 | 77.8272 | 190.46 | 0.10465 | 75.417 | 178.31 | 0.10465 | 70.438 | 170.594 | 0 | 236.211 | 236.047 | 58435 | 34.3832 | 57328.8 | 55291.8 | 55081.2 | 55081.2 | 54310 | 54270.1 | 1551.24 | 0 | 0 | 63.1966 | 0 | 54206.9 | 950 | 53022.5 | 52757.3789
5577 | 1978-08-21 08:00 | 581 | 662 | 158 | 22.8 | 3.6 | -9900 | 39.5629 | 102.027 | 51.3264 | 0 |  | 581 | 414.454 | 158.685 | 0.22109 | 403.301 | 148.628 | 0.22109 | 391.168 | 142.195 | 0 | 522.696 | 522.158 | 129255 | 49.4868 | 129345 | 117365 | 116710 | 116710 | 115076 | 114898 | 1543.88 | 0 | 0 | 283.403 | 0 | 114614 | 949.999 | 112730 | 112166.7344
5578 | 1978-08-21 09:00 | 787 | 857 | 115 | 23.9 | 4.6 | -9900 | 51.5517 | 114.204 | 38.5797 | 0 |  | 787 | 669.872 | 116.451 | 0.29948 | 646.174 | 109.004 | 0.29948 | 637.158 | 104.287 | 0 | 726.616 | 725.795 | 179674 | 59.3445 | 180371 | 156650 | 156057 | 156057 | 153872 | 153547 | 1538.3 | 0 | 0 | 510.834 | 0 | 153037 | 950 | 150399 | 149647.4688
5579 | 1978-08-21 10:00 | 908 | 885 | 125 | 24.5 | 4.4 | -9900 | 62.097 | 133.117 | 26.8583 | 0 |  | 908 | 789.468 | 126.872 | 0.34552 | 744.729 | 118.727 | 0.34552 | 740.234 | 113.589 | 0 | 836.747 | 835.667 | 206881 | 65.6832 | 207594 | 174485 | 173602 | 173602 | 171169 | 170754 | 1512.57 | 0 | 0 | 607.704 | 0 | 170146 | 950 | 167139 | 166303.0469
5580 | 1978-08-21 11:00 | 969 | 900 | 129 | 25 | 4.3 | -9900 | 68.7119 | 165.2 | 18.5284 | 0 |  | 969 | 854.253 | 131.298 | 0.36873 | 818.362 | 122.834 | 0.36873 | 816.117 | 117.519 | 0 | 914.963 | 914.05 | 226284 | 70.2515 | 226936 | 186985 | 185773 | 185773 | 183171 | 182689 | 1510.69 | 922.885 | 0 | 656.246 | 0 | 182033 | 950 | 177833 | 176943.9844
5581 | 1978-08-21 12:00 | 957 | 894 | 128 | 25.6 | 4.1 | -9900 | 67.5117 | 205.135 | 18.8034 | 0 |  | 957 | 849.158 | 130.839 | 0.36417 | 835.913 | 122.365 | 0.36417 | 833.545 | 117.071 | 0 | 931.604 | 931.141 | 230504 | 72.119 | 231230 | 189813 | 189288 | 189288 | 186637 | 186188 | 1577.86 | 89.9064 | 0 | 740.447 | 0 | 185448 | 950 | 182009 | 181099.0469
5582 | 1978-08-21 13:00 | 886 | 882 | 123 | 25.2 | 4.1 | -9900 | 59.4102 | 233.039 | 27.3534 | 0 |  | 886 | 786.772 | 126.372 | 0.33715 | 786.772 | 118.15 | 0.33715 | 781.793 | 113.039 | 0 | 876.935 | 876.915 | 217095 | 69.0099 | 217944 | 182065 | 181795 | 181795 | 179249 | 178845 | 1589.74 | 0 | 0 | 703.626 | 0 | 178142 | 950 | 174967 | 174092.4375
5583 | 1978-08-21 14:00 | 747 | 838 | 118 | 24.8 | 4.1 | -9900 | 48.3037 | 249.506 | 39.1074 | 0 |  | 747 | 653.069 | 122.996 | 0.28426 | 603.046 | 114.932 | 0.28426 | 594.206 | 109.96 | 0 | 690.083 | 690.248 | 170878 | 59.2842 | 171477 | 148491 | 147454 | 147454 | 145360 | 145043 | 1489.17 | 0 | 0 | 399.122 | 0 | 144644 | 950 | 142143 | 141431.9219
5584 | 1978-08-21 15:00 | 562 | 779 | 100 | 24.4 | 4.1 | -9900 | 36.1054 | 260.598 | 51.8622 | 0 |  | 562 | 483.642 | 104.477 | 0.21386 | 346.382 | 97.5823 | 0.21386 | 335.035 | 93.3615 | 0 | 419.829 | 420.176 | 104031 | 45.3916 | 103775 | 94002.9 | 93588.7 | 93588.7 | 89960.6 | 89788.8 | 1432.64 | 0 | 0 | -327.678 | 0 | 90116.4 | 945.913 | 88511.9 | 88069.3594
5585 | 1978-08-21 16:00 | 329 | 558 | 103 | 23.5 | 3.6 | -9900 | 23.5361 | 269.364 | 64.9239 | 0 |  | 329 | 239.573 | 107.22 | 0.12519 | 184.052 | 100.083 | 0.12519 | 170.935 | 95.7547 | 0 | 261.355 | 261.406 | 64709.9 | 36.8601 | 63756.4 | 60533.2 | 60179.7 | 60179.7 | 58387.8 | 58319.4 | 1392.35 | 0 | 0 | -217.401 | 0 | 58536.8 | 942.706 | 57334.7 | 57048.0273
5586 | 1978-08-21 17:00 | 119 | 360 | 48 | 22.6 | 3.1 | -9900 | 10.9401 | 277.269 | 77.9947 | 0 |  | 119 | 77.7177 | 50.3602 | 0.045283 | 39.0866 | 46.9261 | 0.045283 | 31.5647 | 44.8974 | 0 | 74.9328 | 75.0143 | 18570.4 | 26.5221 | 17208.6 | 17050.6 | 16834.2 | 16834.2 | 16597.2 | 16588.7 | 1063.27 | 0 | 0 | 1.6498 | 0 | 16587 | 945.741 | 15945.8 | 15866.0303
5587 | 1978-08-21 18:00 | 14 | 23 | 11 | 21.7 | 2.6 | -9900 | -1.4374 | 285.198 | 89.1215 | 0 |  | 14 | 0.52858 | 9.5987 | 0.0053274 | 0 | 8.9599 | 0 | 0 | 8.5724 | 0 | 8.4009 | 8.3979 | 2079.03 | 22.1492 | 1214.25 | 1221.43 | 1213.32 | 1213.32 | 1196.33 | 1196.31 | 1477.26 | 0 | 0 | 0.028635 | 0 | 1196.28 | 950 | 1135.56 | 1129.8849
5588 | 1978-08-21 19:00 | 0 | 0 | 0 | 21.3 | 2.6 | -9900
5589 | 1978-08-21 20:00 | 0 | 0 | 0 | 21 | 2.6 | -9900
5590 | 1978-08-21 21:00 | 0 | 0 | 0 | 20.6 | 2.6 | -9900
5591 | 1978-08-21 22:00 | 0 | 0 | 0 | 20.6 | 2.6 | -9900
5592 | 1978-08-21 23:00 | 0 | 0 | 0 | 20.6 | 2.6 | -9900
5593 | 1978-08-22 | 0 | 0 | 0 | 20.6 | 2.6 | -9900
5594 | 1978-08-22 01:00 | 0 | 0 | 0 | 20 | 2.2 | -9900
5595 | 1978-08-22 02:00 | 0 | 0 | 0 | 19.5 | 1.9 | -9900
5596 | 1978-08-22 03:00 | 0 | 0 | 0 | 18.9 | 1.5 | -9900
5597 | 1978-08-22 04:00 | 0 | 0 | 0 | 19.5 | 1.5 | -9900
5598 | 1978-08-22 05:00 | 22 | 4 | 21 | 20 | 1.5 | -9900 | 1.8914 | 77.1895 | 89.0353 | 0 |  | 22 | 0.19341 | 21.2667 | 0.0083717 | 0.14394 | 19.8892 | 0.0083717 | 0.029213 | 19.0287 | 0 | 18.6767 | 18.6726 | 4622.69 | 21.05 | 3554.76 | 3603 | 3575.04 | 3575.04 | 3524.99 | 3524.8 | 1468.09 | 0 | 0 | 0.24374 | 0 | 3524.55 | 950 | 3352.04 | 3335.2764
5599 | 1978-08-22 06:00 | 121 | 151 | 84 | 20.6 | 1.5 | -9900 | 14.344 | 85.0682 | 77.5444 | 0 |  | 121 | 32.1737 | 81.7954 | 0.046044 | 30.732 | 76.6385 | 0.046044 | 25.0758 | 73.3215 | 0 | 96.4293 | 96.4119 | 23866.2 | 26.0215 | 22438.7 | 22338.3 | 22185.7 | 22185.7 | 21875.1 | 21868.1 | 1518.52 | 0 | 0 | 10.0719 | 0 | 21858.1 | 950 | 21104.5 | 20998.9766
5600 | 1978-08-22 07:00 | 335 | 391 | 157 | 21.5 | 2.4 | -9900 | 26.9451 | 93.1523 | 64.4776 | 0 |  | 335 | 169.038 | 155.338 | 0.12748 | 163.766 | 145.513 | 0.12748 | 152.888 | 139.215 | 0 | 286.26 | 286.023 | 70804.5 | 36.9386 | 69892.8 | 66716.3 | 66393.4 | 66393.4 | 65463.7 | 65403.2 | 1541.21 | 0 | 0 | 88.8638 | 0 | 65314.3 | 949.999 | 64006.3 | 63686.2305
5601 | 1978-08-22 08:00 | 552 | 492 | 239 | 22.4 | 3.2 | -9900 | 39.4327 | 102.435 | 51.4291 | 0 |  | 552 | 306.833 | 238.685 | 0.21005 | 298.441 | 223.502 | 0.21005 | 289.41 | 213.83 | 0 | 493.175 | 492.712 | 121968 | 48.0444 | 121936 | 111363 | 110874 | 110874 | 109322 | 109160 | 1544.34 | 0 | 0 | 255.453 | 0 | 108905 | 949.999 | 107129 | 106592.9219
5602 | 1978-08-22 09:00 | 740 | 678 | 209 | 23.3 | 4.1 | -9900 | 51.3911 | 114.686 | 38.7066 | 0 |  | 740 | 529.563 | 211.442 | 0.28159 | 510.351 | 197.97 | 0.28159 | 503.174 | 189.402 | 0 | 678.725 | 678.073 | 167862 | 57.1759 | 168461 | 147810 | 147230 | 147230 | 145168 | 144882 | 1540.81 | 0 | 0 | 453.818 | 0 | 144428 | 950 | 141965 | 141254.7344
5603 | 1978-08-22 10:00 | 890 | 749 | 228 | 23.9 | 4.5 | -9900 | 61.8736 | 133.665 | 27.0437 | 0 |  | 890 | 667.76 | 232.351 | 0.33867 | 629.461 | 217.476 | 0.33867 | 625.605 | 208.066 | 0 | 816.997 | 816.303 | 202085 | 63.9463 | 202807 | 172100 | 171260 | 171260 | 168863 | 168456 | 1502.76 | 0 | 0 | 588.359 | 0 | 167868 | 950 | 164913 | 164088.8906
5604 | 1978-08-22 11:00 | 943 | 751 | 243 | 24.4 | 4.8 | -9900 | 68.398 | 165.563 | 18.8211 | 0 |  | 943 | 712.187 | 249.135 | 0.35884 | 681.27 | 233.097 | 0.35884 | 679.34 | 223.011 | 0 | 884.304 | 882.948 | 218577 | 67.1285 | 219289 | 183647 | 182758 | 182758 | 180198 | 179744 | 1522.49 | 0 | 0 | 646.288 | 0 | 179098 | 950 | 175891 | 175011.6562
5605 | 1978-08-22 12:00 | 942 | 758 | 241 | 25 | 5.2 | -9900 | 67.177 | 204.967 | 19.134 | 0 |  | 942 | 718.374 | 248.358 | 0.35846 | 706.15 | 232.272 | 0.35846 | 704.076 | 222.223 | 0 | 907.773 | 907.156 | 224571 | 68.1083 | 225337 | 188571 | 187855 | 187855 | 185224 | 184768 | 1556.42 | 0 | 0 | 720.583 | 0 | 184047 | 950 | 180731 | 179827.2969
5606 | 1978-08-22 13:00 | 814 | 674 | 233 | 24.4 | 5 | -9900 | 59.1237 | 232.677 | 27.6256 | 0 |  | 814 | 599.407 | 240.792 | 0.30975 | 599.407 | 225.104 | 0.30975 | 595.531 | 215.365 | 0 | 794.678 | 794.621 | 196724 | 62.5057 | 197562 | 169991 | 169732 | 169732 | 167354 | 167006 | 1594.19 | 0 | 0 | 615.133 | 0 | 166391 | 950 | 163486 | 162668.8281
5607 | 1978-08-22 14:00 | 606 | 398 | 309 | 23.9 | 4.8 | -9900 | 48.0547 | 249.156 | 39.3378 | 0 |  | 606 | 308.554 | 314.972 | 0.2306 | 280.041 | 294.401 | 0.2306 | 275.866 | 281.665 | 0 | 546.38 | 546.474 | 135287 | 50.3455 | 135465 | 122459 | 121761 | 121761 | 120056 | 119858 | 1523.31 | 0 | 0 | 303.268 | 0 | 119554 | 950 | 117564 | 116976.3984
5608 | 1978-08-22 15:00 | 474 | 392 | 242 | 23.3 | 4.6 | -9900 | 35.875 | 260.286 | 52.0739 | 0 |  | 474 | 243.067 | 246.737 | 0.18037 | 173.339 | 230.55 | 0.18037 | 167.587 | 220.577 | 0 | 380.401 | 380.374 | 94172.4 | 41.8757 | 93673.7 | 87256 | 86963.9 | 86963.9 | 85666.2 | 85516.8 | 1392.52 | 0 | 0 | 84.6019 | 0 | 85432.2 | 950 | 83953.5 | 83533.7812
5609 | 1978-08-22 16:00 | 191 | 144 | 133 | 22.8 | 4.3 | -9900 | 23.3113 | 269.084 | 65.1307 | 0 |  | 191 | 61.5642 | 134.485 | 0.072681 | 47.1273 | 125.659 | 0.072681 | 43.7206 | 120.223 | 0 | 160.665 | 160.605 | 39759.1 | 30.751 | 38426.4 | 37553 | 37429 | 37429 | 36905 | 36883.8 | 1467.02 | 0 | 0 | 25.5871 | 0 | 36858.2 | 950 | 35957.6 | 35777.7695
5610 | 1978-08-22 17:00 | 84 | 49 | 75 | 22.2 | 3.9 | -9900 | 10.7119 | 277.011 | 78.2055 | 0 |  | 84 | 9.8849 | 75.7658 | 0.031964 | 4.8609 | 70.8561 | 0.031964 | 3.8986 | 67.7905 | 0 | 70.2553 | 70.2476 | 17390.3 | 25.7416 | 15985.5 | 15937.8 | 15878.4 | 15878.4 | 15656.1 | 15652.6 | 1472.66 | 0 | 0 | 4.9325 | 0 | 15647.7 | 950 | 15027.3 | 14952.1592
5611 | 1978-08-22 18:00 | 7 | 0 | 7 | 21.7 | 3.6 | -9900 | -1.6764 | 284.953 | 89.2213 | 0 |  | 7 | 0 | 6.8677 | 0.0026637 | 0 | 6.4222 | 0 | 0 | 6.1444 | 0 | 6.0215 | 6.0185 | 1489.94 | 22.0076 | 704.329 | 705.728 | 698.998 | 698.998 | 689.212 | 689.205 | 1457.54 | 0 | 0 | 0.0093857 | 0 | 689.195 | 950 | 653.952 | 650.6824
5612 | 1978-08-22 19:00 | 0 | 0 | 0 | 21.3 | 3.1 | -9900
5613 | 1978-08-22 20:00 | 0 | 0 | 0 | 21 | 2.6 | -9900
5614 | 1978-08-22 21:00 | 0 | 0 | 0 | 20.6 | 2.1 | -9900
5615 | 1978-08-22 22:00 | 0 | 0 | 0 | 20.4 | 2.1 | -9900
5616 | 1978-08-22 23:00 | 0 | 0 | 0 | 20.2 | 2.1 | -9900
5617 | 1978-08-23 | 0 | 0 | 0 | 20 | 2.1 | -9900
5618 | 1978-08-23 01:00 | 0 | 0 | 0 | 20.2 | 1.4 | -9900
5619 | 1978-08-23 02:00 | 0 | 0 | 0 | 20.4 | 0.7 | -9900
5620 | 1978-08-23 03:00 | 0 | 0 | 0 | 20.6 | 0 | -9900
5621 | 1978-08-23 04:00 | 0 | 0 | 0 | 20.6 | 0.7 | -9900
5622 | 1978-08-23 05:00 | 26 | 28 | 23 | 20.6 | 1.4 | -9900 | 1.7598 | 77.5068 | 89.0724 | 0 |  | 26 | 0.55792 | 19.85 | 0.0098938 | 0.41163 | 18.5901 | 0.0098938 | 0.080435 | 17.7856 | 0 | 17.5087 | 17.502 | 4332.83 | 21.5887 | 3283.4 | 3321.08 | 3295.41 | 3295.41 | 3249.27 | 3249.11 | 1471.97 | 0 | 0 | 0.22064 | 0 | 3248.89 | 950 | 3089.24 | 3073.7986
5623 | 1978-08-23 06:00 | 155 | 319 | 76 | 20.6 | 2.1 | -9900 | 14.2232 | 85.3999 | 77.6452 | 0 |  | 155 | 68.7145 | 73.6903 | 0.058982 | 65.6303 | 69.0922 | 0.058982 | 53.4265 | 66.1013 | 0 | 117.137 | 117.061 | 28975.8 | 27.0054 | 27564.7 | 27326.2 | 27042.8 | 27042.8 | 26664.2 | 26653.1 | 1505.16 | 0 | 0 | 14.3088 | 0 | 26638.8 | 950 | 25827.9 | 25698.7539
5624 | 1978-08-23 07:00 | 375 | 621 | 94 | 21.5 | 2.8 | -9900 | 26.8252 | 93.5133 | 64.5743 | 0 |  | 375 | 267.007 | 93.4537 | 0.1427 | 259.069 | 87.5852 | 0.1427 | 241.762 | 83.7941 | 0 | 319.045 | 318.695 | 78893.4 | 38.3919 | 78121.5 | 74106 | 73569 | 73569 | 72539 | 72460.5 | 1515.23 | 0 | 0 | 104.13 | 0 | 72356.4 | 949.999 | 70986.2 | 70631.2344
5625 | 1978-08-23 08:00 | 573 | 707 | 124 | 22.4 | 3.4 | -9900 | 39.301 | 102.846 | 51.533 | 0 |  | 573 | 440.382 | 124.856 | 0.21804 | 428.145 | 116.96 | 0.21804 | 415.111 | 111.898 | 0 | 516.469 | 515.967 | 127722 | 49.0115 | 127790 | 116145 | 115438 | 115438 | 113822 | 113648 | 1550.99 | 0 | 0 | 279.615 | 0 | 113368 | 950 | 111508 | 110950.7422
5626 | 1978-08-23 09:00 | 793 | 851 | 128 | 23.3 | 4.1 | -9900 | 51.2281 | 115.17 | 38.8358 | 0 |  | 793 | 663.511 | 130.125 | 0.30176 | 638.843 | 121.836 | 0.30176 | 629.786 | 116.564 | 0 | 731.423 | 730.769 | 180907 | 59.8086 | 181606 | 157331 | 156685 | 156685 | 154491 | 154159 | 1522.39 | 0 | 0 | 509.129 | 0 | 153650 | 950 | 150996 | 150240.9219
5627 | 1978-08-23 10:00 | 920 | 887 | 138 | 23.9 | 3.9 | -9900 | 61.6469 | 134.212 | 27.2326 | 0 |  | 920 | 789.154 | 139.957 | 0.35009 | 743.533 | 130.972 | 0.35009 | 738.909 | 125.305 | 0 | 846.929 | 846.052 | 209452 | 66.5544 | 210149 | 175837 | 174903 | 174903 | 172454 | 172030 | 1511.42 | 0 | 0 | 616.511 | 0 | 171414 | 950 | 168376 | 167533.6719
5628 | 1978-08-23 11:00 | 975 | 895 | 143 | 24.4 | 3.8 | -9900 | 68.0807 | 165.922 | 19.1176 | 0 |  | 975 | 846.859 | 145.435 | 0.37102 | 808.911 | 136.059 | 0.37102 | 806.545 | 130.172 | 0 | 917.982 | 917.041 | 227016 | 70.8442 | 227650 | 186938 | 186205 | 186205 | 183598 | 183119 | 1518.77 | 1150.29 | 0 | 662.677 | 0 | 182456 | 950 | 178019 | 177128.7031
5629 | 1978-08-23 12:00 | 963 | 891 | 141 | 25 | 3.6 | -9900 | 66.8386 | 204.805 | 19.4684 | 0 |  | 963 | 842.764 | 144.026 | 0.36645 | 828.423 | 134.698 | 0.36645 | 825.9 | 128.87 | 0 | 935.675 | 934.85 | 231430 | 72.779 | 232143 | 189914 | 189142 | 189142 | 186494 | 186034 | 1561.96 | 0 | 0 | 734.555 | 0 | 185300 | 950 | 181955 | 181045.0156
5630 | 1978-08-23 13:00 | 890 | 878 | 135 | 24.8 | 3.8 | -9900 | 58.8327 | 232.319 | 27.9026 | 0 |  | 890 | 779.323 | 138.598 | 0.33867 | 779.323 | 129.58 | 0.33867 | 774.172 | 123.974 | 0 | 880.183 | 880.122 | 217891 | 69.3745 | 218737 | 182417 | 182155 | 182155 | 179603 | 179200 | 1589.19 | 0 | 0 | 707.042 | 0 | 178492 | 950 | 175309 | 174432.7031
5631 | 1978-08-23 14:00 | 748 | 838 | 123 | 24.6 | 3.9 | -9900 | 47.8012 | 248.808 | 39.5729 | 0 |  | 748 | 649.719 | 128.181 | 0.28464 | 578.142 | 119.779 | 0.28464 | 569.371 | 114.598 | 0 | 670.29 | 671.06 | 166128 | 58.432 | 166657 | 144274 | 142335 | 142335 | 139072 | 138776 | 1487.89 | 0 | 0 | 405.294 | 0 | 138371 | 949.494 | 135970 | 135290.1562
5632 | 1978-08-23 15:00 | 560 | 775 | 104 | 24.4 | 4.1 | -9900 | 35.6404 | 259.975 | 52.2898 | 0 |  | 560 | 478.152 | 108.624 | 0.2131 | 339.878 | 101.458 | 0.2131 | 328.453 | 97.07 | 0 | 417.012 | 416.697 | 103171 | 45.2178 | 102897 | 93288.3 | 92873.9 | 92873.9 | 89700.2 | 89555.9 | 1477.95 | 0 | 0 | -306.998 | 0 | 89862.9 | 948.083 | 88254 | 87812.7422
5633 | 1978-08-23 16:00 | 338 | 652 | 78 | 23.1 | 4.1 | -9900 | 23.0827 | 268.803 | 65.3412 | 0 |  | 338 | 276.35 | 81.7953 | 0.12862 | 210.926 | 76.3307 | 0.12862 | 195.458 | 73.0297 | 0 | 263.118 | 263.202 | 65155.2 | 36.2493 | 64234.9 | 61038.4 | 60690.8 | 60690.8 | 58255.6 | 58183.9 | 1396.6 | 0 | 0 | -125.574 | 0 | 58309.5 | 939.755 | 57135.8 | 56850.0977
5634 | 1978-08-23 17:00 | 120 | 385 | 47 | 21.9 | 4.1 | -9900 | 10.4801 | 276.751 | 78.4197 | 0 |  | 120 | 80.4627 | 49.385 | 0.045664 | 38.8701 | 46.0144 | 0.045664 | 30.9364 | 44.0252 | 0 | 73.4623 | 73.545 | 18205.3 | 25.5742 | 16848.4 | 16753.8 | 16527.9 | 16527.9 | 16282.5 | 16274.3 | 1058.69 | 0 | 0 | 1.7168 | 0 | 16272.5 | 942.107 | 15642.2 | 15564.0107
5635 | 1978-08-23 18:00 | 14 | 22 | 11 | 20.6 | 4.1 | -9900 | -1.9186 | 284.707 | 89.32 | 0 |  | 14 | 0.40917 | 9.554 | 0.0053274 | 0 | 8.9222 | 0 | 0 | 8.5363 | 0 | 8.3656 | 8.363 | 2070.36 | 21.0178 | 1206.58 | 1216.41 | 1208.2 | 1208.2 | 1191.29 | 1191.27 | 1499.21 | 0 | 0 | 0.02921 | 0 | 1191.24 | 950 | 1130.77 | 1125.1166
5636 | 1978-08-23 19:00 | 0 | 0 | 0 | 20.4 | 3.4 | -9900
5637 | 1978-08-23 20:00 | 0 | 0 | 0 | 20.2 | 2.8 | -9900
5638 | 1978-08-23 21:00 | 0 | 0 | 0 | 20 | 2.1 | -9900
5639 | 1978-08-23 22:00 | 0 | 0 | 0 | 19.6 | 2.1 | -9900
5640 | 1978-08-23 23:00 | 0 | 0 | 0 | 19.3 | 2.1 | -9900
5641 | 1978-08-24 | 0 | 0 | 0 | 18.9 | 2.1 | -9900
5642 | 1978-08-24 01:00 | 0 | 0 | 0 | 18.3 | 1.9 | -9900
5643 | 1978-08-24 02:00 | 0 | 0 | 0 | 17.8 | 1.7 | -9900
5644 | 1978-08-24 03:00 | 0 | 0 | 0 | 17.2 | 1.5 | -9900
5645 | 1978-08-24 04:00 | 0 | 0 | 0 | 17.6 | 2.2 | -9900
5646 | 1978-08-24 05:00 | 21 | 9 | 20 | 17.9 | 2.9 | -9900 | 1.6281 | 77.8275 | 89.1095 | 0 |  | 21 | 0.17855 | 20.1798 | 0.0079911 | 0.13195 | 18.8734 | 0.0079911 | 0.024413 | 18.0568 | 0 | 17.7196 | 17.7145 | 4385.5 | 18.8347 | 3332.01 | 3401.4 | 3374.82 | 3374.82 | 3327.57 | 3327.4 | 1454.98 | 0 | 0 | 0.22232 | 0 | 3327.18 | 950 | 3163.83 | 3148.0095
5647 | 1978-08-24 06:00 | 90 | 4 | 89 | 18.3 | 3.6 | -9900 | 14.1019 | 85.735 | 77.7461 | 0 |  | 90 | 0.87007 | 87.5196 | 0.034248 | 0.83063 | 81.8977 | 0.034248 | 0.67459 | 78.354 | 0 | 77.448 | 77.3914 | 19159.1 | 22.2554 | 17740.4 | 17922.4 | 17860.1 | 17860.1 | 17610 | 17606 | 1560.59 | 0 | 0 | 6.7829 | 0 | 17599.2 | 950 | 16929.4 | 16844.7148
5648 | 1978-08-24 07:00 | 240 | 115 | 188 | 19.8 | 3.8 | -9900 | 26.7044 | 93.8775 | 64.6716 | 0 |  | 240 | 49.44 | 185.637 | 0.091327 | 47.949 | 173.796 | 0.091327 | 44.7258 | 166.275 | 0 | 206.78 | 206.61 | 51148.7 | 30.2639 | 49940.3 | 48936.7 | 48758.8 | 48758.8 | 48076.2 | 48045.5 | 1555.6 | 0 | 0 | 50.0072 | 0 | 47995.4 | 950 | 46924.1 | 46689.4375
5649 | 1978-08-24 08:00 | 533 | 571 | 172 | 21.3 | 3.9 | -9900 | 39.1679 | 103.259 | 51.6382 | 0 |  | 533 | 354.259 | 172.746 | 0.20282 | 344.259 | 161.791 | 0.20282 | 333.715 | 154.789 | 0 | 478.734 | 478.163 | 118364 | 45.407 | 118273 | 109153 | 108602 | 108602 | 107081 | 106925 | 1538.85 | 0 | 0 | 243.778 | 0 | 106681 | 949.999 | 104941 | 104415.8359
5650 | 1978-08-24 09:00 | 783 | 831 | 135 | 22.8 | 4.1 | -9900 | 51.0628 | 115.657 | 38.9672 | 0 |  | 783 | 646.857 | 137.193 | 0.29796 | 622.372 | 128.453 | 0.29796 | 613.476 | 122.894 | 0 | 721.643 | 720.78 | 178434 | 58.8095 | 179117 | 155870 | 155143 | 155143 | 152971 | 152645 | 1522.51 | 0 | 0 | 497.908 | 0 | 152147 | 950 | 149523 | 148775.4062
5651 | 1978-08-24 10:00 | 900 | 856 | 146 | 23.3 | 4.6 | -9900 | 61.4168 | 134.758 | 27.4251 | 0 |  | 900 | 761.241 | 147.99 | 0.34248 | 716.712 | 138.489 | 0.34248 | 712.185 | 132.496 | 0 | 827.788 | 826.586 | 204631 | 63.6666 | 205344 | 174230 | 173278 | 173278 | 170850 | 170422 | 1485.14 | 0 | 0 | 591.052 | 0 | 169831 | 950 | 166831 | 165996.5625
5652 | 1978-08-24 11:00 | 965 | 877 | 151 | 23.9 | 5.2 | -9900 | 67.7601 | 166.279 | 19.4177 | 0 |  | 965 | 828.908 | 153.495 | 0.36721 | 790.607 | 143.6 | 0.36721 | 788.218 | 137.386 | 0 | 907.093 | 906.006 | 224285 | 66.9536 | 224939 | 188226 | 187236 | 187236 | 184614 | 184120 | 1508.46 | 1837.56 | 0 | 664.803 | 0 | 183456 | 950 | 178307 | 177415.1875
5653 | 1978-08-24 12:00 | 952 | 872 | 151 | 24.4 | 5.7 | -9900 | 66.4965 | 204.649 | 19.8066 | 0 |  | 952 | 821.62 | 154.13 | 0.36227 | 807.64 | 144.148 | 0.36227 | 805.09 | 137.912 | 0 | 924.141 | 923.475 | 228613 | 67.2967 | 229349 | 192576 | 191793 | 191793 | 189106 | 188639 | 1569.29 | 1136.83 | 0 | 754.134 | 0 | 187885 | 950 | 183341 | 182423.9688
5654 | 1978-08-24 13:00 | 882 | 861 | 144 | 24.2 | 5.3 | -9900 | 58.5371 | 231.967 | 28.1844 | 0 |  | 882 | 762.177 | 149.463 | 0.33563 | 762.177 | 139.726 | 0.33563 | 757.025 | 133.681 | 0 | 872.892 | 872.813 | 216082 | 65.488 | 216933 | 184168 | 183901 | 183901 | 181325 | 180919 | 1599.01 | 0 | 0 | 726.781 | 0 | 180192 | 950 | 176969 | 176084.1406
5655 | 1978-08-24 14:00 | 740 | 821 | 131 | 24.1 | 5 | -9900 | 47.5434 | 248.461 | 39.8126 | 0 |  | 740 | 633.488 | 136.383 | 0.28159 | 553.219 | 127.446 | 0.28159 | 544.677 | 121.933 | 0 | 653.278 | 653.593 | 161804 | 55.4428 | 162284 | 142269 | 140582 | 140582 | 137038 | 136739 | 1476.76 | 0 | 0 | 220.599 | 0 | 136518 | 947.824 | 134161 | 133490.625
5656 | 1978-08-24 15:00 | 549 | 751 | 110 | 23.9 | 4.6 | -9900 | 35.4018 | 259.664 | 52.5098 | 0 |  | 549 | 460.719 | 114.771 | 0.20891 | 325.958 | 107.203 | 0.20891 | 314.852 | 102.566 | 0 | 409.069 | 409.537 | 101399 | 43.8999 | 101092 | 92264.5 | 91835.5 | 91835.5 | 89016.6 | 88866 | 1476.38 | 0 | 0 | -339.211 | 0 | 89205.2 | 950 | 87605.3 | 87167.3203
5657 | 1978-08-24 16:00 | 328 | 624 | 82 | 23.3 | 4.6 | -9900 | 22.8504 | 268.521 | 65.5553 | 0 |  | 328 | 261.833 | 85.9262 | 0.12481 | 198.99 | 80.1887 | 0.12481 | 184.187 | 76.7209 | 0 | 255.69 | 255.796 | 63324.5 | 35.7919 | 62370.2 | 59405.9 | 58955.2 | 58955.2 | 56746.7 | 56677.1 | 1369.28 | 0 | 0 | -155.139 | 0 | 56832.2 | 940.182 | 55669.4 | 55391.0273
5658 | 1978-08-24 17:00 | 114 | 350 | 49 | 22.8 | 4.6 | -9900 | 10.245 | 276.489 | 78.6372 | 0 |  | 114 | 71.9132 | 51.4234 | 0.04338 | 33.9552 | 47.9188 | 0.04338 | 26.8094 | 45.8472 | 0 | 71.2035 | 71.281 | 17645.8 | 26.281 | 16283.3 | 16156.1 | 15968.8 | 15968.8 | 15745.2 | 15738.3 | 1168.91 | 0 | 0 | 2.2842 | 0 | 15736 | 948.557 | 15114.4 | 15038.7998
5659 | 1978-08-24 18:00 | 13 | 16 | 11 | 22.2 | 4.6 | -9900 | -2.1641 | 284.46 | 89.4201 | 0 |  | 13 | 0.23264 | 9.718 | 0.0049469 | 0 | 9.0794 | 0 | 0 | 8.6866 | 0 | 8.5129 | 8.5084 | 2106.36 | 22.6155 | 1238.53 | 1244.72 | 1236.54 | 1236.54 | 1219.22 | 1219.2 | 1496.7 | 0 | 0 | 0.030566 | 0 | 1219.17 | 950 | 1157.32 | 1151.5312
5660 | 1978-08-24 19:00 | 0 | 0 | 0 | 21.7 | 3.8 | -9900
5661 | 1978-08-24 20:00 | 0 | 0 | 0 | 21.1 | 2.9 | -9900
5662 | 1978-08-24 21:00 | 0 | 0 | 0 | 20.6 | 2.1 | -9900
5663 | 1978-08-24 22:00 | 0 | 0 | 0 | 20 | 1.9 | -9900
5664 | 1978-08-24 23:00 | 0 | 0 | 0 | 19.5 | 1.7 | -9900
5665 | 1978-08-25 | 0 | 0 | 0 | 18.9 | 1.5 | -9900
5666 | 1978-08-25 01:00 | 0 | 0 | 0 | 18.5 | 1.5 | -9900
5667 | 1978-08-25 02:00 | 0 | 0 | 0 | 18.2 | 1.5 | -9900
5668 | 1978-08-25 03:00 | 0 | 0 | 0 | 17.8 | 1.5 | -9900
5669 | 1978-08-25 04:00 | 0 | 0 | 0 | 18.5 | 1.5 | -9900
5670 | 1978-08-25 05:00 | 35 | 132 | 20 | 19.3 | 1.5 | -9900 | 1.4964 | 78.1517 | 89.1464 | 0 |  | 35 | 2.5671 | 17.0937 | 0.013319 | 1.8978 | 16.0087 | 0.013319 | 0.33713 | 15.3159 | 0 | 15.34 | 15.3283 | 3794.61 | 20.162 | 2781.55 | 2824.93 | 2803.09 | 2803.09 | 2763.85 | 2763.71 | 1425.77 | 0 | 0 | 0.15596 | 0 | 2763.55 | 950 | 2626.75 | 2613.6172
5671 | 1978-08-25 06:00 | 176 | 504 | 53 | 20 | 1.5 | -9900 | 13.9803 | 86.0732 | 77.8472 | 0 |  | 176 | 107.053 | 51.3454 | 0.066973 | 102.193 | 48.1777 | 0.066973 | 82.7938 | 46.0918 | 0 | 126.308 | 126.204 | 31237 | 27.0969 | 29846.7 | 29553.8 | 29123.4 | 29123.4 | 28715.6 | 28701.2 | 1482.52 | 0 | 0 | 15.6176 | 0 | 28685.6 | 950 | 27867 | 27727.6484
5672 | 1978-08-25 07:00 | 392 | 729 | 65 | 20.7 | 2 | -9900 | 26.5828 | 94.2448 | 64.7695 | 0 |  | 392 | 311.091 | 65.0156 | 0.14917 | 301.708 | 60.9351 | 0.14917 | 281.298 | 58.2975 | 0 | 332.804 | 332.619 | 82339.9 | 38.9835 | 81631.4 | 77223.5 | 76619.7 | 76619.7 | 75546.9 | 75460.9 | 1513.99 | 0 | 0 | 112.792 | 0 | 75348.1 | 949.999 | 73958.4 | 73588.6094
5673 | 1978-08-25 08:00 | 601 | 818 | 85 | 21.5 | 2.6 | -9900 | 39.0332 | 103.676 | 51.7446 | 0 |  | 601 | 506.637 | 86.0396 | 0.2287 | 492.114 | 80.5623 | 0.2287 | 476.95 | 77.0759 | 0 | 542.945 | 542.28 | 134235 | 50.5054 | 134409 | 121336 | 120630 | 120630 | 118941 | 118745 | 1533.39 | 0 | 0 | 294.978 | 0 | 118450 | 950 | 116492 | 115909.4609
5674 | 1978-08-25 09:00 | 797 | 914 | 86 | 22.2 | 3.1 | -9900 | 50.8949 | 116.145 | 39.1008 | 0 |  | 797 | 710.089 | 87.4632 | 0.30328 | 682.572 | 81.872 | 0.30328 | 672.735 | 78.3291 | 0 | 736.042 | 735.377 | 182047 | 60.649 | 182754 | 157606 | 156845 | 156845 | 154649 | 154314 | 1522.94 | 0 | 0 | 509.32 | 0 | 153805 | 950 | 151146 | 150390.6094
5675 | 1978-08-25 10:00 | 918 | 940 | 93 | 22.8 | 4.1 | -9900 | 61.1833 | 135.302 | 27.6211 | 0 |  | 918 | 833.303 | 94.8136 | 0.34933 | 783.604 | 88.7282 | 0.34933 | 778.578 | 84.8888 | 0 | 846.198 | 845.253 | 209249 | 65.0281 | 209941 | 176732 | 175884 | 175884 | 173421 | 172982 | 1498.91 | 0 | 0 | 615.282 | 0 | 172367 | 950 | 169306 | 168459.6406
5676 | 1978-08-25 11:00 | 918 | 897 | 87 | 23.3 | 5.2 | -9900 | 67.4364 | 166.632 | 19.7214 | 0 |  | 918 | 846.604 | 89.035 | 0.34933 | 806.301 | 83.2959 | 0.34933 | 803.786 | 79.6918 | 0 | 865.808 | 864.682 | 214058 | 64.3899 | 214773 | 181734 | 180948 | 180948 | 178413 | 177938 | 1487.74 | 0 | 0 | 605.455 | 0 | 177332 | 950 | 174166 | 173295.0156
5677 | 1978-08-25 12:00 | 749 | 707 | 100 | 23.9 | 6.2 | -9900 | 66.151 | 204.5 | 20.1484 | 0 |  | 749 | 666.025 | 102.642 | 0.28502 | 654.693 | 95.9946 | 0.28502 | 652.55 | 91.8413 | 0 | 729.503 | 729.016 | 180472 | 57.0021 | 181207 | 159412 | 158731 | 158731 | 156508 | 156189 | 1565.83 | 0 | 0 | 519.014 | 0 | 155670 | 950 | 153004 | 152238.6094
5678 | 1978-08-25 13:00 | 686 | 669 | 114 | 23.9 | 5.5 | -9900 | 58.2372 | 231.619 | 28.4708 | 0 |  | 686 | 591.054 | 118.823 | 0.26104 | 591.054 | 111.079 | 0.26104 | 586.969 | 106.274 | 0 | 679.378 | 679.332 | 168179 | 55.7444 | 168814 | 149605 | 149347 | 149347 | 147256 | 146983 | 1586.29 | 0 | 0 | 475.509 | 0 | 146508 | 950 | 144041 | 143320.9844
5679 | 1978-08-25 14:00 | 741 | 873 | 96 | 23.9 | 4.8 | -9900 | 47.2813 | 248.116 | 40.0567 | 0 |  | 741 | 671.369 | 99.4555 | 0.28197 | 574.378 | 92.9538 | 0.28197 | 565.348 | 88.9327 | 0 | 641.195 | 641.479 | 158804 | 54.9431 | 159251 | 139424 | 138104 | 138104 | 133236 | 132949 | 1487.7 | 0 | 0 | -168.963 | 0 | 133118 | 945.903 | 130826 | 130172.0781
5680 | 1978-08-25 15:00 | 558 | 826 | 78 | 23.9 | 4.1 | -9900 | 35.1593 | 259.353 | 52.7337 | 0 |  | 558 | 504.186 | 81.257 | 0.21234 | 355.288 | 75.9151 | 0.21234 | 343.017 | 72.6314 | 0 | 407.336 | 407.345 | 100856 | 44.2506 | 100581 | 91305.3 | 90889.8 | 90889.8 | 87729.6 | 87587.2 | 1497.09 | 0 | 0 | -305.374 | 0 | 87892.6 | 950 | 86317.2 | 85885.5703
5681 | 1978-08-25 16:00 | 344 | 730 | 59 | 23 | 4.5 | -9900 | 22.6146 | 268.239 | 65.773 | 0 |  | 344 | 303.776 | 62.2024 | 0.1309 | 230.102 | 58.0485 | 0.1309 | 212.725 | 55.5382 | 0 | 262.898 | 262.893 | 65080.3 | 35.897 | 64188.4 | 60969.1 | 60436.4 | 60436.4 | 57008.3 | 56936.9 | 1386.09 | 0 | 0 | -309.108 | 265.361 | 56980.7 | 942.385 | 55839.4 | 55560.2383
5682 | 1978-08-25 17:00 | 124 | 489 | 36 | 22 | 4.8 | -9900 | 10.0066 | 276.227 | 78.858 | 0 |  | 124 | 97.7435 | 38.0992 | 0.047186 | 44.9586 | 35.4978 | 0.047186 | 35.1783 | 33.9632 | 0 | 67.7586 | 67.7744 | 16779 | 25.2798 | 15463.8 | 15371.3 | 15149.3 | 15149.3 | 14623.9 | 14616.3 | 1084.91 | 0 | 0 | 1.3004 | 0 | 14615 | 933.114 | 14036.4 | 13966.2314
5683 | 1978-08-25 18:00 | 16 | 52 | 10 | 21.1 | 5.2 | -9900 | -2.4126 | 284.211 | 89.5215 | 0 |  | 16 | 0.57586 | 8.4761 | 0.0060885 | 0 | 7.9178 | 0 | 0 | 7.5753 | 0 | 7.4238 | 7.421 | 1837.15 | 21.4526 | 1001.51 | 1007.26 | 999.353 | 999.353 | 985.362 | 985.348 | 1480.1 | 0 | 0 | 0.019658 | 0 | 985.329 | 950 | 935.159 | 930.4829
5684 | 1978-08-25 19:00 | 0 | 0 | 0 | 20.7 | 4.2 | -9900
5685 | 1978-08-25 20:00 | 0 | 0 | 0 | 20.4 | 3.1 | -9900
5686 | 1978-08-25 21:00 | 0 | 0 | 0 | 20 | 2.1 | -9900
5687 | 1978-08-25 22:00 | 0 | 0 | 0 | 19.6 | 1.9 | -9900
5688 | 1978-08-25 23:00 | 0 | 0 | 0 | 19.3 | 1.7 | -9900
5689 | 1978-08-26 | 0 | 0 | 0 | 18.9 | 1.5 | -9900
5690 | 1978-08-26 01:00 | 0 | 0 | 0 | 18.7 | 1.9 | -9900
5691 | 1978-08-26 02:00 | 0 | 0 | 0 | 18.5 | 2.2 | -9900
5692 | 1978-08-26 03:00 | 0 | 0 | 0 | 18.3 | 2.6 | -9900
5693 | 1978-08-26 04:00 | 0 | 0 | 0 | 18.3 | 2.4 | -9900
5694 | 1978-08-26 05:00 | 14 | 0 | 14 | 18.3 | 2.3 | -9900 | 1.3646 | 78.4792 | 89.1833 | 0 |  | 14 | 0 | 13.3968 | 0.0053274 | 0 | 12.5326 | 0.0053274 | 0 | 11.9904 | 0 | 11.7506 | 11.7453 | 2907.71 | 18.9369 | 1961.8 | 1995.82 | 1985.05 | 1985.05 | 1957.25 | 1957.2 | 1521.1 | 0 | 0 | 0.08138 | 0 | 1957.12 | 950 | 1858.96 | 1849.6688
5695 | 1978-08-26 06:00 | 96 | 34 | 88 | 18.3 | 2.1 | -9900 | 13.8583 | 86.4146 | 77.9484 | 0 |  | 96 | 6.9653 | 88.7965 | 0.036531 | 6.6459 | 83.0437 | 0.036531 | 5.3712 | 79.4508 | 0 | 83.1256 | 83.0956 | 20571 | 22.8469 | 19145.6 | 19298.3 | 19225.9 | 19225.9 | 18956.7 | 18951.9 | 1535.33 | 0 | 0 | 7.6687 | 0 | 18944.2 | 950 | 18243.1 | 18151.9043
5696 | 1978-08-26 07:00 | 290 | 241 | 183 | 19.8 | 2.6 | -9900 | 26.4603 | 94.615 | 64.868 | 0 |  | 290 | 101.858 | 180.888 | 0.11035 | 98.7202 | 169.398 | 0.11035 | 92.0003 | 162.067 | 0 | 248.986 | 248.793 | 61591.2 | 33.1074 | 60533 | 58660.9 | 58400.5 | 58400.5 | 57582.9 | 57537.6 | 1547.99 | 0 | 0 | 70.2392 | 0 | 57467.3 | 950 | 56239.5 | 55958.2734
5697 | 1978-08-26 08:00 | 533 | 413 | 273 | 21.3 | 3.1 | -9900 | 38.897 | 104.095 | 51.8523 | 0 |  | 533 | 255.422 | 272.041 | 0.20282 | 248.045 | 254.688 | 0.20282 | 240.354 | 243.666 | 0 | 474.34 | 473.958 | 117329 | 46.0808 | 117216 | 107929 | 107464 | 107464 | 105959 | 105809 | 1553.97 | 0 | 0 | 241.471 | 0 | 105568 | 949.999 | 103843 | 103323.3672
5698 | 1978-08-26 09:00 | 744 | 643 | 245 | 22.8 | 3.6 | -9900 | 50.7247 | 116.636 | 39.2368 | 0 |  | 744 | 498.605 | 247.514 | 0.28311 | 478.609 | 231.727 | 0.28311 | 471.654 | 221.699 | 0 | 679.486 | 678.983 | 168088 | 57.502 | 168685 | 147772 | 147179 | 147179 | 145118 | 144828 | 1527.38 | 0 | 0 | 449.102 | 0 | 144379 | 950 | 141915 | 141205.625
5699 | 1978-08-26 10:00 | 856 | 728 | 218 | 23.5 | 3.6 | -9900 | 60.9466 | 135.845 | 27.8207 | 0 |  | 856 | 644.719 | 222.571 | 0.32573 | 604.045 | 208.327 | 0.32573 | 600.112 | 199.312 | 0 | 783.436 | 782.794 | 193787 | 63.5076 | 194496 | 165255 | 164544 | 164544 | 162239 | 161861 | 1498.59 | 0 | 0 | 538.197 | 0 | 161323 | 950 | 158516 | 157723.9219
5700 | 1978-08-26 11:00 | 918 | 801 | 178 | 24.3 | 3.6 | -9900 | 67.1094 | 166.981 | 20.0287 | 0 |  | 918 | 754.242 | 182.635 | 0.34933 | 717.283 | 170.876 | 0.34933 | 714.972 | 163.482 | 0 | 860.885 | 859.622 | 212802 | 68.2342 | 213520 | 177581 | 177094 | 177094 | 174614 | 174175 | 1506.85 | 0 | 0 | 601.291 | 0 | 173573 | 950 | 170495 | 169642.625
5701 | 1978-08-26 12:00 | 894 | 783 | 177 | 25 | 3.6 | -9900 | 65.802 | 204.356 | 20.4937 | 0 |  | 894 | 736.165 | 182.507 | 0.34019 | 723.64 | 170.688 | 0.34019 | 721.185 | 163.303 | 0 | 866.799 | 866.172 | 214427 | 69.2689 | 215238 | 179114 | 178410 | 178410 | 175912 | 175505 | 1560.79 | 0 | 0 | 654.848 | 0 | 174851 | 950 | 171751 | 170891.8594
5702 | 1978-08-26 13:00 | 859 | 813 | 168 | 24.6 | 3.9 | -9900 | 57.9332 | 231.277 | 28.7618 | 0 |  | 859 | 714.406 | 173.926 | 0.32688 | 714.406 | 162.598 | 0.32688 | 709.356 | 155.564 | 0 | 847.621 | 847.539 | 209825 | 67.3294 | 210685 | 177380 | 177117 | 177117 | 174636 | 174257 | 1598.29 | 0 | 0 | 673.057 | 0 | 173584 | 950 | 170515 | 169662.5
5703 | 1978-08-26 14:00 | 713 | 762 | 153 | 24.3 | 4.3 | -9900 | 47.015 | 247.773 | 40.3051 | 0 |  | 713 | 583.277 | 159.593 | 0.27132 | 488.227 | 149.124 | 0.27132 | 480.408 | 142.673 | 0 | 610.62 | 611.023 | 151270 | 54.5497 | 151627 | 133175 | 131632 | 131632 | 127651 | 127385 | 1482.13 | 0 | 0 | 102.56 | 0 | 127283 | 947.617 | 125107 | 124481.3516
5704 | 1978-08-26 15:00 | 529 | 691 | 129 | 23.9 | 4.6 | -9900 | 34.913 | 259.042 | 52.9615 | 0 |  | 529 | 420.529 | 134.676 | 0.2013 | 295.672 | 125.782 | 0.2013 | 285.322 | 120.342 | 0 | 397.55 | 397.487 | 98413.4 | 43.3115 | 98040 | 89913 | 89652.1 | 89652.1 | 87349.2 | 87219.2 | 1511.66 | 0 | 0 | -379.209 | 0 | 87598.5 | 950 | 86030.8 | 85600.6328
5705 | 1978-08-26 16:00 | 307 | 553 | 94 | 23 | 4.1 | -9900 | 22.3753 | 267.956 | 65.9942 | 0 |  | 307 | 227.366 | 98.2251 | 0.11682 | 171.589 | 91.6781 | 0.11682 | 158.431 | 87.7133 | 0 | 241.221 | 241.181 | 59706.3 | 35.0492 | 58681.6 | 56122.7 | 55740.6 | 55740.6 | 54045.8 | 53983.5 | 1370.86 | 0 | 0 | -185.12 | 0 | 54168.6 | 941.912 | 53022.3 | 52757.2227
5706 | 1978-08-26 17:00 | 101 | 277 | 52 | 22 | 3.6 | -9900 | 9.765 | 275.964 | 79.0819 | 0 |  | 101 | 54.6519 | 54.1724 | 0.038434 | 24.288 | 50.4907 | 0.038434 | 18.8451 | 48.3078 | 0 | 65.8098 | 65.8093 | 16292.9 | 25.3634 | 14925.4 | 14877.2 | 14710 | 14710 | 14504 | 14498.9 | 1234.96 | 0 | 0 | 2.5083 | 0 | 14496.4 | 950 | 13906.5 | 13836.9639
5707 | 1978-08-26 18:00 | 10 | 7 | 9 | 21.1 | 3.1 | -9900 | -2.6642 | 283.961 | 89.6152 | 0 |  | 10 | 0.077186 | 8.1586 | 0.0038053 | 0 | 7.6266 | 0 | 0 | 7.2966 | 0 | 7.1507 | 7.1501 | 1770.11 | 21.4738 | 943.388 | 948.261 | 940.663 | 940.663 | 927.493 | 927.481 | 1472.07 | 0 | 0 | 0.01718 | 0 | 927.464 | 950 | 880.204 | 875.8026
5708 | 1978-08-26 19:00 | 0 | 0 | 0 | 21.1 | 2.8 | -9900
5709 | 1978-08-26 20:00 | 0 | 0 | 0 | 21.1 | 2.4 | -9900
5710 | 1978-08-26 21:00 | 0 | 0 | 0 | 21.1 | 2.1 | -9900
5711 | 1978-08-26 22:00 | 0 | 0 | 0 | 20.9 | 1.9 | -9900
5712 | 1978-08-26 23:00 | 0 | 0 | 0 | 20.8 | 1.7 | -9900
5713 | 1978-08-27 | 0 | 0 | 0 | 20.6 | 1.5 | -9900
5714 | 1978-08-27 01:00 | 0 | 0 | 0 | 20.6 | 2.2 | -9900
5715 | 1978-08-27 02:00 | 0 | 0 | 0 | 20.6 | 2.9 | -9900
5716 | 1978-08-27 03:00 | 0 | 0 | 0 | 20.6 | 3.6 | -9900
5717 | 1978-08-27 04:00 | 0 | 0 | 0 | 20.4 | 3.1 | -9900
5718 | 1978-08-27 05:00 | 19 | 1 | 19 | 20.2 | 2.6 | -9900 | 1.2328 | 78.81 | 89.2202 | 0 |  | 19 | 0 | 17.2273 | 0.0072301 | 0 | 16.1222 | 0.0072301 | 0 | 15.4246 | 0 | 15.1161 | 15.1029 | 3738.89 | 21.0078 | 2728.31 | 2763.52 | 2744.29 | 2744.29 | 2705.87 | 2705.75 | 1417.89 | 0 | 0 | 0.13909 | 0 | 2705.61 | 950 | 2571.48 | 2558.6177
5719 | 1978-08-27 06:00 | 60 | 1 | 59 | 20 | 2.1 | -9900 | 13.7359 | 86.759 | 78.0497 | 0 |  | 60 | 0.87099 | 58.3725 | 0.022832 | 0.83098 | 54.6001 | 0.022832 | 0.6699 | 52.2378 | 0 | 51.8495 | 51.8286 | 12830.8 | 22.836 | 11484.1 | 11577 | 11532.2 | 11532.2 | 11370.8 | 11369.1 | 1560.1 | 0 | 0 | 2.8104 | 0 | 11366.3 | 950 | 10878.9 | 10824.4609
5720 | 1978-08-27 07:00 | 233 | 174 | 155 | 20.7 | 2.4 | -9900 | 26.3369 | 94.9881 | 64.9671 | 0 |  | 233 | 74.2988 | 153.347 | 0.088664 | 72.0098 | 143.552 | 0.088664 | 67.0765 | 137.339 | 0 | 200.328 | 200.185 | 49557.6 | 31.5053 | 48329.6 | 47127.9 | 46927.8 | 46927.8 | 46270.8 | 46241.4 | 1545.43 | 0 | 0 | 45.1919 | 0 | 46196.2 | 950 | 45160.5 | 44934.6953
5721 | 1978-08-27 08:00 | 574 | 661 | 159 | 21.5 | 2.8 | -9900 | 38.7593 | 104.517 | 51.9614 | 0 |  | 574 | 407.92 | 159.952 | 0.21842 | 395.779 | 149.818 | 0.21842 | 383.431 | 143.334 | 0 | 516.23 | 515.725 | 127664 | 48.8352 | 127728 | 116181 | 115526 | 115526 | 113908 | 113731 | 1539.7 | 0 | 0 | 275.235 | 0 | 113456 | 950 | 111592 | 111033.9453
5722 | 1978-08-27 09:00 | 765 | 873 | 89 | 22.2 | 3.1 | -9900 | 50.552 | 117.127 | 39.3751 | 0 |  | 765 | 675.802 | 90.5334 | 0.29111 | 648.244 | 84.7464 | 0.29111 | 638.743 | 81.0791 | 0 | 705.425 | 704.815 | 174481 | 59.0511 | 175138 | 152099 | 151395 | 151395 | 149275 | 148962 | 1517.77 | 0 | 0 | 473.493 | 0 | 148488 | 950 | 145936 | 145206.125
5723 | 1978-08-27 10:00 | 875 | 840 | 140 | 22.8 | 3.8 | -9900 | 60.7065 | 136.386 | 28.0239 | 0 |  | 875 | 743.089 | 142.118 | 0.33296 | 694.845 | 132.996 | 0.33296 | 690.25 | 127.241 | 0 | 801.141 | 800.211 | 198096 | 63.3273 | 198801 | 168750 | 168169 | 168169 | 165814 | 165410 | 1492.28 | 0 | 0 | 555.738 | 0 | 164854 | 950 | 161967 | 161157.5469
5724 | 1978-08-27 11:00 | 955 | 910 | 117 | 23.3 | 4.5 | -9900 | 66.7794 | 167.327 | 20.3394 | 0 |  | 955 | 854.527 | 119.455 | 0.36341 | 812.656 | 111.755 | 0.36341 | 809.952 | 106.919 | 0 | 898.534 | 897.353 | 222141 | 67.3224 | 222800 | 185899 | 185380 | 185380 | 182784 | 182285 | 1490.13 | 982.438 | 0 | 634.623 | 0 | 181650 | 950 | 177399 | 176512.2969
5725 | 1978-08-27 12:00 | 925 | 892 | 111 | 23.9 | 5.2 | -9900 | 65.4497 | 204.218 | 20.8425 | 0 |  | 925 | 836.169 | 113.878 | 0.35199 | 821.942 | 106.504 | 0.35199 | 819.053 | 101.896 | 0 | 902.53 | 901.822 | 223253 | 66.7548 | 224024 | 188542 | 187739 | 187739 | 185109 | 184649 | 1550.41 | 0 | 0 | 709.218 | 0 | 183939 | 950 | 180626 | 179723.0938
5726 | 1978-08-27 13:00 | 875 | 907 | 106 | 24.3 | 4.7 | -9900 | 57.625 | 230.939 | 29.0572 | 0 |  | 875 | 795.486 | 109.311 | 0.33296 | 795.486 | 102.199 | 0.33296 | 789.734 | 97.7779 | 0 | 869.762 | 869.651 | 215297 | 66.5769 | 216152 | 182609 | 182342 | 182342 | 179786 | 179382 | 1597.79 | 0 | 0 | 714.34 | 0 | 178668 | 950 | 175481 | 174603.4062
5727 | 1978-08-27 14:00 | 738 | 876 | 96 | 24.6 | 4.1 | -9900 | 46.7447 | 247.431 | 40.5578 | 0 |  | 738 | 669.133 | 99.5164 | 0.28083 | 546.744 | 93.0107 | 0.28083 | 537.82 | 88.9871 | 0 | 614.271 | 614.557 | 152151 | 55.3027 | 152509 | 132663 | 130745 | 130745 | 125546 | 125257 | 1460.18 | 0 | 0 | 203.675 | 105.378 | 124948 | 944.662 | 122750 | 122136.4609
5728 | 1978-08-27 15:00 | 545 | 809 | 81 | 25 | 3.6 | -9900 | 34.663 | 258.731 | 53.1932 | 0 |  | 545 | 488.256 | 85.1478 | 0.20739 | 342.882 | 79.5214 | 0.20739 | 330.716 | 76.0819 | 0 | 398.662 | 399.047 | 98800.6 | 45.3948 | 98487.4 | 88994.7 | 88831.8 | 88831.8 | 85869.6 | 85734.1 | 1498.25 | 0 | 0 | -283.473 | 0 | 86017.6 | 950 | 84476.6 | 84054.2344
5729 | 1978-08-27 16:00 | 327 | 698 | 60 | 23.9 | 3.4 | -9900 | 22.1326 | 267.673 | 66.2188 | 0 |  | 327 | 285.438 | 63.2835 | 0.12443 | 214.839 | 59.0578 | 0.12443 | 198.107 | 56.5038 | 0 | 249.519 | 249.766 | 61834 | 36.7819 | 60888 | 57640.1 | 57191.2 | 57191.2 | 53950.3 | 53887.5 | 1391.42 | 0 | 0 | -175.97 | 191.498 | 53872 | 941.869 | 52760.3 | 52496.5117
5730 | 1978-08-27 17:00 | 113 | 442 | 37 | 22.8 | 3.3 | -9900 | 9.5203 | 275.7 | 79.3088 | 0 |  | 113 | 85.1388 | 39.2856 | 0.043 | 36.8281 | 36.581 | 0.043 | 28.314 | 34.9998 | 0 | 62.0475 | 62.1262 | 15381.4 | 26.0188 | 14066.2 | 13947.4 | 13760.1 | 13760.1 | 13419.3 | 13413.2 | 1136.7 | 0 | 0 | 1.4886 | 0 | 13411.7 | 934.553 | 12866.1 | 12801.8057
5731 | 1978-08-27 18:00 | 11 | 31 | 8 | 21.7 | 3.1 | -9900 | -2.9186 | 283.709 | 89.7026 | 0 |  | 11 | 0.17899 | 7.0238 | 0.0041858 | 0 | 6.566 | 0 | 0 | 6.2819 | 0 | 6.1563 | 6.1551 | 1523.75 | 22.0218 | 732.659 | 734.358 | 727.521 | 727.521 | 717.336 | 717.328 | 1455.68 | 0 | 0 | 0.010079 | 0 | 717.318 | 950 | 680.65 | 677.2465
5732 | 1978-08-27 19:00 | 0 | 0 | 0 | 21.7 | 2.9 | -9900
5733 | 1978-08-27 20:00 | 0 | 0 | 0 | 21.7 | 2.8 | -9900
5734 | 1978-08-27 21:00 | 0 | 0 | 0 | 21.7 | 2.6 | -9900
5735 | 1978-08-27 22:00 | 0 | 0 | 0 | 21.5 | 2.4 | -9900
5736 | 1978-08-27 23:00 | 0 | 0 | 0 | 21.3 | 2.3 | -9900
5737 | 1978-08-28 | 0 | 0 | 0 | 21.1 | 2.1 | -9900
5738 | 1978-08-28 01:00 | 0 | 0 | 0 | 20.9 | 2.3 | -9900
5739 | 1978-08-28 02:00 | 0 | 0 | 0 | 20.8 | 2.4 | -9900
5740 | 1978-08-28 03:00 | 0 | 0 | 0 | 20.6 | 2.6 | -9900
5741 | 1978-08-28 04:00 | 0 | 0 | 0 | 20.4 | 2.8 | -9900
5742 | 1978-08-28 05:00 | 16 | 0 | 16 | 20.2 | 2.9 | -9900 | 1.1008 | 79.1439 | 89.257 | 0 |  | 16 | 0 | 14.8322 | 0.0060885 | 0 | 13.8779 | 0.0060885 | 0 | 13.2774 | 0 | 13.0119 | 13.0063 | 3219.87 | 20.8862 | 2248.18 | 2276.15 | 2264.08 | 2264.08 | 2232.39 | 2232.31 | 1496.94 | 0 | 0 | 0.10034 | 0 | 2232.21 | 950 | 2120.73 | 2110.1309
5743 | 1978-08-28 06:00 | 58 | 5 | 57 | 20 | 3.1 | -9900 | 13.6131 | 87.1062 | 78.1512 | 0 |  | 58 | 0.87133 | 56.4133 | 0.022071 | 0.833 | 52.7663 | 0.022071 | 0.66993 | 50.4833 | 0 | 50.1302 | 50.1045 | 12404 | 22.6197 | 11065.2 | 11164.2 | 11119.3 | 11119.3 | 10963.6 | 10962 | 1552.12 | 0 | 0 | 2.6119 | 0 | 10959.4 | 950 | 10485.9 | 10433.499
5744 | 1978-08-28 07:00 | 123 | 5 | 120 | 20 | 3.4 | -9900 | 26.2126 | 95.3639 | 65.0669 | 0 |  | 123 | 2.8595 | 118.817 | 0.046805 | 2.7702 | 111.143 | 0.046805 | 2.5792 | 106.334 | 0 | 106.735 | 106.694 | 26413.5 | 25.5028 | 24983.7 | 24931 | 24849.9 | 24849.9 | 24502 | 24494.2 | 1560.08 | 0 | 0 | 13.1161 | 0 | 24481.1 | 950 | 23679.4 | 23560.9883
5745 | 1978-08-28 08:00 | 211 | 3 | 209 | 20 | 3.8 | -9900 | 38.6199 | 104.941 | 52.0719 | 0 |  | 211 | 1.967 | 207.224 | 0.080292 | 1.908 | 193.851 | 0.080292 | 1.8481 | 185.464 | 0 | 183.566 | 183.488 | 45424.8 | 29.2929 | 44143.2 | 43423.1 | 43314.3 | 43314.3 | 42707.9 | 42684.7 | 1585.43 | 0 | 0 | 40.3689 | 0 | 42644.3 | 950 | 41678 | 41469.6172
5746 | 1978-08-28 09:00 | 356 | 3 | 354 | 20 | 4.1 | -9900 | 50.3768 | 117.62 | 39.5159 | 0 |  | 356 | 2.0004 | 351.878 | 0.13547 | 1.9189 | 329.186 | 0.13547 | 1.8905 | 314.943 | 0 | 310.497 | 310.341 | 76829.1 | 35.5043 | 76011.3 | 73032.3 | 72848.5 | 72848.5 | 71828.6 | 71763.5 | 1581.59 | 0 | 0 | 113.922 | 0 | 71649.6 | 949.999 | 70271 | 69919.6953
5747 | 1978-08-28 10:00 | 674 | 261 | 446 | 21.1 | 4.5 | -9900 | 60.4632 | 136.925 | 28.2306 | 0 |  | 674 | 230.619 | 449.763 | 0.25648 | 215.488 | 420.884 | 0.25648 | 214.04 | 402.672 | 0 | 604.378 | 604.093 | 149549 | 50.7356 | 149933 | 135366 | 135016 | 135016 | 133126 | 132888 | 1542.4 | 0 | 0 | 378.107 | 0 | 132510 | 950 | 130292 | 129640.5859
5748 | 1978-08-28 11:00 | 920 | 649 | 323 | 22.2 | 4.8 | -9900 | 66.4464 | 167.669 | 20.6535 | 0 |  | 920 | 609.062 | 329.622 | 0.35009 | 579.22 | 308.392 | 0.35009 | 577.23 | 295.048 | 0 | 854.833 | 854.06 | 211425 | 63.5305 | 212164 | 180720 | 180260 | 180260 | 177735 | 177299 | 1531.5 | 0 | 0 | 639.437 | 0 | 176660 | 950 | 173510 | 172642.1875
5749 | 1978-08-28 12:00 | 894 | 760 | 203 | 23.3 | 5.2 | -9900 | 65.0943 | 204.084 | 21.1944 | 0 |  | 894 | 710.173 | 210.209 | 0.34019 | 698.089 | 196.597 | 0.34019 | 695.548 | 188.091 | 0 | 865.966 | 865.45 | 214247 | 64.4264 | 215058 | 183027 | 182310 | 182310 | 179758 | 179336 | 1559.89 | 0 | 0 | 683.536 | 0 | 178652 | 950 | 175464 | 174586.2344
5750 | 1978-08-28 13:00 | 783 | 657 | 228 | 22.9 | 4.7 | -9900 | 57.3128 | 230.606 | 29.3568 | 0 |  | 783 | 574.437 | 236.079 | 0.29796 | 574.437 | 220.7 | 0.29796 | 570.187 | 211.152 | 0 | 765.712 | 765.602 | 189537 | 60.1187 | 190345 | 165526 | 165259 | 165259 | 162945 | 162610 | 1592.23 | 0 | 0 | 581.967 | 0 | 162028 | 950 | 159222 | 158425.3906
5751 | 1978-08-28 14:00 | 632 | 464 | 293 | 22.6 | 4.1 | -9900 | 46.4704 | 247.092 | 40.8147 | 0 |  | 632 | 353.567 | 301 | 0.24049 | 282.959 | 281.311 | 0.24049 | 278.253 | 269.142 | 0 | 536.447 | 536.951 | 132936 | 49.4256 | 133061 | 120175 | 119304 | 119304 | 117302 | 117074 | 1446.45 | 0 | 0 | -2.6816 | 0 | 117077 | 950 | 115096 | 114520.9922
5752 | 1978-08-28 15:00 | 438 | 332 | 248 | 22.2 | 3.6 | -9900 | 34.4094 | 258.421 | 53.4285 | 0 |  | 438 | 200.118 | 253.208 | 0.16667 | 140.516 | 236.592 | 0.16667 | 135.463 | 226.358 | 0 | 354.585 | 354.7 | 87815.8 | 40.3282 | 87204.2 | 81820.2 | 81632.3 | 81632.3 | 80489.4 | 80392 | 1517.39 | 0 | 0 | 130.435 | 0 | 80261.5 | 950 | 78863.6 | 78469.25
5753 | 1978-08-28 16:00 | 178 | 110 | 136 | 21.8 | 3.4 | -9900 | 21.8867 | 267.389 | 66.4466 | 0 |  | 178 | 44.97 | 137.784 | 0.067734 | 33.7561 | 128.731 | 0.067734 | 31.0854 | 123.163 | 0 | 151.163 | 151.067 | 37399.1 | 29.5914 | 36040.3 | 35390.3 | 35263.3 | 35263.3 | 34769.6 | 34751.4 | 1468.06 | 0 | 0 | 23.2481 | 0 | 34728.1 | 950 | 33858.5 | 33689.1797
5754 | 1978-08-28 17:00 | 65 | 49 | 57 | 21.5 | 3.3 | -9900 | 9.2726 | 275.434 | 79.5387 | 0 |  | 65 | 9.0036 | 57.2359 | 0.024734 | 3.859 | 53.5484 | 0.024734 | 2.9342 | 51.2314 | 0 | 53.0822 | 53.0707 | 13138.4 | 24.2497 | 11787.4 | 11819.3 | 11767.5 | 11767.5 | 11602.7 | 11600.8 | 1489.16 | 0 | 0 | 2.7487 | 0 | 11598.1 | 950 | 11101.8 | 11046.3311
5755 | 1978-08-28 18:00 | 5 | 0 | 5 | 21.1 | 3.1 | -9900 | -3.1759 | 283.457 | 89.7909 | 0 |  | 5 | 0 | 5.0682 | 0.0019027 | 0 | 4.7402 | 0 | 0 | 4.5351 | 0 | 4.4444 | 4.4433 | 1100.01 | 21.3323 | 398.063 | 397.35 | 394.066 | 394.066 | 388.549 | 388.546 | 1417 | 0 | 0 | 0.0028821 | 0 | 388.544 | 950 | 368.584 | 366.7412
5756 | 1978-08-28 19:00 | 0 | 0 | 0 | 21.1 | 2.9 | -9900
5757 | 1978-08-28 20:00 | 0 | 0 | 0 | 21.1 | 2.8 | -9900
5758 | 1978-08-28 21:00 | 0 | 0 | 0 | 21.1 | 2.6 | -9900
5759 | 1978-08-28 22:00 | 0 | 0 | 0 | 20.9 | 2.4 | -9900
5760 | 1978-08-28 23:00 | 0 | 0 | 0 | 20.8 | 2.3 | -9900
5761 | 1978-08-29 | 0 | 0 | 0 | 20.6 | 2.1 | -9900
5762 | 1978-08-29 01:00 | 0 | 0 | 0 | 20.4 | 2.3 | -9900
5763 | 1978-08-29 02:00 | 0 | 0 | 0 | 20.2 | 2.4 | -9900
5764 | 1978-08-29 03:00 | 0 | 0 | 0 | 20 | 2.6 | -9900
5765 | 1978-08-29 04:00 | 0 | 0 | 0 | 20 | 2.9 | -9900
5766 | 1978-08-29 05:00 | 23 | 5 | 23 | 20 | 3.3 | -9900 | 0.96888 | 79.4807 | 89.2937 | 0 |  | 23 | 0 | 19.551 | 0.0087522 | 0 | 18.3032 | 0.0087522 | 0 | 17.5112 | 0 | 17.161 | 17.1583 | 4247.75 | 20.889 | 3203.43 | 3247.54 | 3222.21 | 3222.21 | 3177.1 | 3176.96 | 1511.4 | 0 | 0 | 0.2181 | 0 | 3176.74 | 950 | 3020.44 | 3005.3367
5767 | 1978-08-29 06:00 | 75 | 2 | 74 | 20 | 3.6 | -9900 | 13.4899 | 87.4562 | 78.2528 | 0 |  | 75 | 0.8717 | 72.9641 | 0.02854 | 0.83313 | 68.2664 | 0.02854 | 0.66828 | 65.3126 | 0 | 64.6612 | 64.6333 | 16000.6 | 23.3033 | 14608.5 | 14700.9 | 14648.8 | 14648.8 | 14443.7 | 14441 | 1561.3 | 0 | 0 | 4.5743 | 0 | 14436.4 | 950 | 13851.8 | 13782.501
5768 | 1978-08-29 07:00 | 179 | 6 | 176 | 20.2 | 3.8 | -9900 | 26.0874 | 95.7423 | 65.1675 | 0 |  | 179 | 2.8614 | 173.938 | 0.068115 | 2.7762 | 162.746 | 0.068115 | 2.5837 | 155.704 | 0 | 155.122 | 155.044 | 38383 | 28.0523 | 37026.8 | 36592.5 | 36499.2 | 36499.2 | 35988.2 | 35971 | 1552.15 | 0 | 0 | 28.0156 | 0 | 35943 | 950 | 35076 | 34900.6367
5769 | 1978-08-29 08:00 | 241 | 7 | 237 | 20.4 | 3.9 | -9900 | 38.4789 | 105.368 | 52.1838 | 0 |  | 241 | 3.9362 | 234.981 | 0.091708 | 3.8165 | 219.829 | 0.091708 | 3.6959 | 210.318 | 0 | 209.733 | 209.635 | 51897.9 | 30.9689 | 50698.1 | 49553.6 | 49426.8 | 49426.8 | 48734.8 | 48704.5 | 1578.26 | 0 | 0 | 52.1302 | 0 | 48652.4 | 950 | 47571.3 | 47333.418
5770 | 1978-08-29 09:00 | 294 | 1 | 293 | 20.6 | 4.1 | -9900 | 50.199 | 118.114 | 39.6591 | 0 |  | 294 | 1.0007 | 291.13 | 0.11188 | 0.95993 | 272.339 | 0.11188 | 0.94561 | 260.555 | 0 | 256.271 | 256.191 | 63422.8 | 33.3991 | 62389.6 | 60424.5 | 60271.8 | 60271.8 | 59428 | 59382.1 | 1558.89 | 0 | 0 | 76.5602 | 0 | 59305.5 | 949.999 | 58058.5 | 57768.2266
5771 | 1978-08-29 10:00 | 477 | 86 | 402 | 21.3 | 4.1 | -9900 | 60.2165 | 137.461 | 28.4408 | 0 |  | 477 | 75.898 | 408.956 | 0.18151 | 70.8666 | 382.551 | 0.18151 | 70.3826 | 365.999 | 0 | 427.654 | 427.336 | 105791 | 42.6493 | 105477 | 98524.8 | 98268.9 | 98268.9 | 96893.1 | 96770.6 | 1553.86 | 0 | 0 | 202.176 | 0 | 96568.4 | 950 | 94986.3 | 94511.3359
5772 | 1978-08-29 11:00 | 472 | 117 | 365 | 22.1 | 4.1 | -9900 | 66.1104 | 168.008 | 20.971 | 0 |  | 472 | 109.214 | 368.26 | 0.17961 | 103.863 | 344.492 | 0.17961 | 103.495 | 329.587 | 0 | 424.42 | 424.116 | 104993 | 43.2885 | 104666 | 97514.4 | 97258.9 | 97258.9 | 95896.9 | 95775.2 | 1549.08 | 0 | 0 | 195.713 | 0 | 95579.5 | 949.999 | 94013.8 | 93543.7656
5773 | 1978-08-29 12:00 | 787 | 418 | 407 | 22.8 | 4.1 | -9900 | 64.7358 | 203.956 | 21.5496 | 0 |  | 787 | 390.741 | 414.214 | 0.29948 | 384.093 | 387.391 | 0.29948 | 382.644 | 370.63 | 0 | 738.209 | 737.871 | 182669 | 59.6634 | 183412 | 159592 | 159080 | 159080 | 156852 | 156541 | 1575.68 | 0 | 0 | 531.168 | 0 | 156010 | 950 | 153335 | 152568.2344
5774 | 1978-08-29 13:00 | 471 | 84 | 400 | 22.6 | 3.9 | -9900 | 56.9968 | 230.277 | 29.6606 | 0 |  | 471 | 73.5282 | 408.682 | 0.17923 | 73.5282 | 382.176 | 0.17923 | 72.9715 | 365.641 | 0 | 429.84 | 429.682 | 106375 | 44.2628 | 106070 | 98499.6 | 98278.6 | 98278.6 | 96902.3 | 96786 | 1586.53 | 0 | 0 | 207.187 | 0 | 96578.8 | 949.999 | 95007.8 | 94532.7109
5775 | 1978-08-29 14:00 | 507 | 227 | 342 | 22.4 | 3.8 | -9900 | 46.1923 | 246.754 | 41.0755 | 0 |  | 507 | 172.209 | 346.91 | 0.19293 | 134.927 | 324.285 | 0.19293 | 132.64 | 310.257 | 0 | 434.038 | 433.938 | 107432 | 44.3771 | 107147 | 99231 | 98699.4 | 98699.4 | 97317.5 | 97174.6 | 1482.74 | 0 | 0 | 191.289 | 0 | 96983.4 | 950 | 95376.1 | 94899.2578
5776 | 1978-08-29 15:00 | 282 | 88 | 232 | 22.2 | 3.6 | -9900 | 34.1522 | 258.111 | 53.6675 | 0 |  | 282 | 52.7123 | 235.679 | 0.10731 | 37.008 | 220.372 | 0.10731 | 35.6587 | 210.838 | 0 | 241.566 | 241.516 | 59791.8 | 34.5436 | 58708.8 | 56558.8 | 56412.5 | 56412.5 | 55622.8 | 55581.3 | 1555.09 | 0 | 0 | 66.2639 | 0 | 55515 | 949.999 | 54335 | 54063.3672
5777 | 1978-08-29 16:00 | 181 | 65 | 157 | 21.8 | 3.3 | -9900 | 21.6375 | 267.105 | 66.6777 | 0 |  | 181 | 25.7382 | 159.365 | 0.068876 | 19.2542 | 149.009 | 0.068876 | 17.7059 | 142.562 | 0 | 157.063 | 157.023 | 38873.5 | 29.9355 | 37524.7 | 36810 | 36696.5 | 36696.5 | 36182.7 | 36164.3 | 1505.78 | 0 | 0 | 26.8425 | 0 | 36137.5 | 950 | 35257.9 | 35081.5859
5778 | 1978-08-29 17:00 | 46 | 3 | 46 | 21.5 | 2.9 | -9900 | 9.022 | 275.168 | 79.7715 | 0 |  | 46 | 0 | 45.7785 | 0.017504 | 0 | 42.7975 | 0.017504 | 0 | 40.946 | 0 | 40.1271 | 40.1162 | 9931.38 | 23.6166 | 8649.05 | 8693.47 | 8655.62 | 8655.62 | 8534.44 | 8533.51 | 1567.41 | 0 | 0 | 1.5875 | 0 | 8531.92 | 950 | 8147.29 | 8106.5576
5779 | 1978-08-29 18:00 | 4 | 0 | 4 | 21.1 | 2.6 | -9900 | -3.4358 | 283.202 | 89.8803 | 0 |  | 4 | 0 | 4.1228 | 0.0015221 | 0 | 3.8559 | 0 | 0 | 3.689 | 0 | 3.6153 | 3.6142 | 894.753 | 21.2933 | 264.575 | 263.995 | 263.144 | 263.144 | 259.46 | 259.459 | 1429.06 | 0 | 0 | 0.0012907 | 0 | 259.457 | 950 | 246.103 | 244.8725
5780 | 1978-08-29 19:00 | 0 | 0 | 0 | 21.1 | 2.8 | -9900
5781 | 1978-08-29 20:00 | 0 | 0 | 0 | 21.1 | 2.9 | -9900
5782 | 1978-08-29 21:00 | 0 | 0 | 0 | 21.1 | 3.1 | -9900
5783 | 1978-08-29 22:00 | 0 | 0 | 0 | 20.9 | 2.9 | -9900
5784 | 1978-08-29 23:00 | 0 | 0 | 0 | 20.8 | 2.8 | -9900
5785 | 1978-08-30 | 0 | 0 | 0 | 20.6 | 2.6 | -9900
5786 | 1978-08-30 01:00 | 0 | 0 | 0 | 20.6 | 2.2 | -9900
5787 | 1978-08-30 02:00 | 0 | 0 | 0 | 20.6 | 1.9 | -9900
5788 | 1978-08-30 03:00 | 0 | 0 | 0 | 20.6 | 1.5 | -9900
5789 | 1978-08-30 04:00 | 0 | 0 | 0 | 20.8 | 1.7 | -9900
5790 | 1978-08-30 05:00 | 12 | 1 | 12 | 20.9 | 1.9 | -9900 | 0.83687 | 79.8205 | 89.3304 | 0 |  | 12 | 0 | 11.4484 | 0.0045664 | 0 | 10.7093 | 0.0045664 | 0 | 10.246 | 0 | 10.0411 | 10.0361 | 2484.6 | 21.4542 | 1577.44 | 1591.79 | 1582.77 | 1582.77 | 1560.61 | 1560.57 | 1497.16 | 0 | 0 | 0.050972 | 0 | 1560.52 | 950 | 1481.78 | 1474.3669
5791 | 1978-08-30 06:00 | 69 | 6 | 67 | 21.1 | 2.1 | -9900 | 13.3662 | 87.8088 | 78.3547 | 0 |  | 69 | 1.7442 | 66.1559 | 0.026257 | 1.6659 | 61.8903 | 0.026257 | 1.3327 | 59.2124 | 0 | 59.3342 | 59.3155 | 14684.3 | 24.3457 | 13308.5 | 13339.9 | 13291.3 | 13291.3 | 13105.2 | 13102.9 | 1552.92 | 0 | 0 | 3.7247 | 0 | 13099.2 | 950 | 12555.2 | 12492.46
5792 | 1978-08-30 07:00 | 152 | 52 | 129 | 21.7 | 2.6 | -9900 | 25.9612 | 96.1231 | 65.2687 | 0 |  | 152 | 21.9523 | 129.834 | 0.057841 | 21.3358 | 121.422 | 0.057841 | 19.8468 | 116.169 | 0 | 133.295 | 133.227 | 32981.6 | 28.826 | 31582 | 31118 | 31019.5 | 31019.5 | 30585.2 | 30573.2 | 1572.92 | 0 | 0 | 20.5915 | 0 | 30552.6 | 950 | 29696.5 | 29548.0488
5793 | 1978-08-30 08:00 | 386 | 182 | 273 | 22.2 | 3.1 | -9900 | 38.3362 | 105.796 | 52.2972 | 0 |  | 386 | 111.264 | 271.669 | 0.14688 | 107.831 | 254.291 | 0.14688 | 104.401 | 243.287 | 0 | 340.734 | 340.432 | 84274.3 | 39.9994 | 83584.5 | 78884.1 | 78611.1 | 78611.1 | 77510.4 | 77431.4 | 1563.35 | 0 | 0 | 129.792 | 0 | 77301.6 | 949.999 | 75886.2 | 75506.7266
5794 | 1978-08-30 09:00 | 516 | 227 | 341 | 22.8 | 3.6 | -9900 | 50.0187 | 118.609 | 39.8048 | 0 |  | 516 | 175.218 | 341.179 | 0.19635 | 167.6 | 319.293 | 0.19635 | 165.078 | 305.477 | 0 | 461.144 | 460.889 | 114098 | 46.3555 | 113930 | 104800 | 104492 | 104492 | 103029 | 102889 | 1558.47 | 0 | 0 | 231.686 | 0 | 102658 | 950 | 100975 | 100470.3047
5795 | 1978-08-30 10:00 | 731 | 557 | 247 | 23.2 | 4.1 | -9900 | 59.9666 | 137.995 | 28.6547 | 0 |  | 731 | 490.034 | 251.924 | 0.27817 | 457.327 | 235.795 | 0.27817 | 454.151 | 225.591 | 0 | 666.147 | 665.293 | 164695 | 56.4375 | 165244 | 145157 | 144693 | 144693 | 142666 | 142374 | 1498.86 | 0 | 0 | 416.278 | 0 | 141958 | 950 | 139550 | 138852.4219
5796 | 1978-08-30 11:00 | 915 | 819 | 166 | 23.5 | 4.7 | -9900 | 65.7716 | 168.342 | 21.2917 | 0 |  | 915 | 764.871 | 170.749 | 0.34819 | 727.398 | 159.757 | 0.34819 | 724.734 | 152.845 | 0 | 860.027 | 858.781 | 212591 | 65.2485 | 213312 | 179938 | 179448 | 179448 | 176936 | 176487 | 1509.62 | 0 | 0 | 614.631 | 0 | 175872 | 950 | 172741 | 171876.9531
5797 | 1978-08-30 12:00 | 932 | 907 | 111 | 23.9 | 5.2 | -9900 | 64.3744 | 203.833 | 21.9077 | 0 |  | 932 | 844.638 | 113.992 | 0.35465 | 829.069 | 106.61 | 0.35465 | 825.832 | 101.998 | 0 | 909.273 | 908.658 | 224943 | 67.0796 | 225699 | 189614 | 188572 | 188572 | 185931 | 185457 | 1540.32 | 116.307 | 0 | 699.524 | 0 | 184757 | 950 | 181308 | 180401.7031
5798 | 1978-08-30 13:00 | 859 | 897 | 106 | 23.7 | 4.8 | -9900 | 56.6771 | 229.954 | 29.9683 | 0 |  | 859 | 780.262 | 109.415 | 0.32688 | 780.262 | 102.297 | 0.32688 | 774.217 | 97.8712 | 0 | 854.646 | 854.586 | 211567 | 65.056 | 212427 | 180709 | 180429 | 180429 | 177903 | 177507 | 1595.34 | 0 | 0 | 698.364 | 0 | 176809 | 950 | 173665 | 172796.9375
5799 | 1978-08-30 14:00 | 715 | 857 | 96 | 23.5 | 4.5 | -9900 | 45.9105 | 246.419 | 41.3403 | 0 |  | 715 | 646.499 | 99.6098 | 0.27208 | 496.931 | 93.098 | 0.27208 | 488.347 | 89.0706 | 0 | 565.869 | 565.974 | 140132 | 51.2656 | 140349 | 123746 | 122137 | 122137 | 116399 | 116113 | 1436.55 | 0 | 0 | 281.896 | 99.0716 | 115732 | 939.785 | 113699 | 113130.875
5800 | 1978-08-30 15:00 | 530 | 799 | 80 | 23.3 | 4.1 | -9900 | 33.8916 | 257.802 | 53.9099 | 0 |  | 530 | 474.868 | 84.2075 | 0.20168 | 333.348 | 78.6426 | 0.20168 | 321.023 | 75.2412 | 0 | 388.339 | 388.572 | 96208.5 | 42.7127 | 95853.6 | 87704.5 | 87541.1 | 87541.1 | 84637.9 | 84507.7 | 1507.47 | 0 | 0 | -249.827 | 0 | 84757.5 | 950 | 83238.8 | 82822.6328
5801 | 1978-08-30 16:00 | 313 | 685 | 59 | 22.6 | 3.9 | -9900 | 21.3853 | 266.82 | 66.9118 | 0 |  | 313 | 272.843 | 62.3302 | 0.11911 | 203.478 | 58.1666 | 0.11911 | 186.845 | 55.6512 | 0 | 237.646 | 237.804 | 58874 | 34.5891 | 57884.2 | 55299.2 | 54856.8 | 54856.8 | 51682.9 | 51623.8 | 1382.23 | 0 | 0 | -67.1188 | 151.533 | 51539.4 | 941.898 | 50456.4 | 50204.0703
5802 | 1978-08-30 17:00 | 101 | 409 | 36 | 21.8 | 3.8 | -9900 | 8.7686 | 274.901 | 80.007 | 0 |  | 101 | 73.8988 | 38.3435 | 0.038434 | 29.0635 | 35.6986 | 0.038434 | 21.7166 | 34.1556 | 0 | 54.7547 | 54.8918 | 13588.4 | 24.58 | 12287.6 | 12258.7 | 12074.1 | 12074.1 | 11814.9 | 11810.2 | 1137.58 | 0 | 0 | 1.2061 | 0 | 11809 | 933.397 | 11315.2 | 11258.6543
5803 | 1978-08-30 18:00 | 8 | 20 | 6 | 21.1 | 3.6 | -9900 | -3.6983 | 282.947 | 89.9058 | 0 |  | 8 | 0.037792 | 5.3272 | 0.0030442 | 0 | 4.9822 | 0 | 0 | 4.7666 | 0 | 4.6713 | 4.6701 | 1156.15 | 21.3387 | 438.729 | 438.093 | 434.074 | 434.074 | 427.997 | 427.994 | 1432.52 | 0 | 0 | 0.0035458 | 0 | 427.991 | 950 | 406.017 | 403.9873
5804 | 1978-08-30 19:00 | 0 | 0 | 0 | 21.1 | 3.4 | -9900
5805 | 1978-08-30 20:00 | 0 | 0 | 0 | 21.1 | 3.3 | -9900
5806 | 1978-08-30 21:00 | 0 | 0 | 0 | 21.1 | 3.1 | -9900
5807 | 1978-08-30 22:00 | 0 | 0 | 0 | 21.1 | 2.6 | -9900
5808 | 1978-08-30 23:00 | 0 | 0 | 0 | 21.1 | 2 | -9900
5809 | 1978-08-31 | 0 | 0 | 0 | 21.1 | 1.5 | -9900
5810 | 1978-08-31 01:00 | 0 | 0 | 0 | 21.1 | 1.7 | -9900
5811 | 1978-08-31 02:00 | 0 | 0 | 0 | 21.1 | 1.9 | -9900
5812 | 1978-08-31 03:00 | 0 | 0 | 0 | 21.1 | 2.1 | -9900
5813 | 1978-08-31 04:00 | 0 | 0 | 0 | 21.1 | 2.1 | -9900
5814 | 1978-08-31 05:00 | 8 | 1 | 7 | 21.1 | 2.1 | -9900 | 0.70479 | 80.1631 | 89.3599 | 0 |  | 8 | 0.12836 | 6.6223 | 0.0030442 | 0.090892 | 6.1953 | 0.0030442 | 0.0084847 | 5.9272 | 0 | 5.817 | 5.8147 | 1439.49 | 21.4182 | 662.625 | 663.822 | 657.181 | 657.181 | 647.981 | 647.974 | 1418.81 | 0 | 0 | 0.008121 | 0 | 647.966 | 950 | 614.811 | 611.7374
5815 | 1978-08-31 06:00 | 107 | 57 | 94 | 21.1 | 2.1 | -9900 | 13.2421 | 88.164 | 78.4568 | 0 |  | 107 | 11.3425 | 94.7863 | 0.040717 | 10.8557 | 88.6601 | 0.040717 | 8.6626 | 84.8241 | 0 | 91.6169 | 91.5753 | 22669.8 | 26.1109 | 21239.2 | 21144.7 | 21064.5 | 21064.5 | 20769.6 | 20763.8 | 1541.06 | 0 | 0 | 9.2413 | 0 | 20754.5 | 950 | 20016.3 | 19916.209
5816 | 1978-08-31 07:00 | 315 | 300 | 184 | 22 | 2.9 | -9900 | 25.8341 | 96.5062 | 65.3708 | 0 |  | 315 | 125.119 | 182.043 | 0.11987 | 121.552 | 170.487 | 0.11987 | 113.014 | 163.108 | 0 | 270.6 | 270.422 | 66944.3 | 36.2682 | 65969.5 | 63149 | 62924.6 | 62924.6 | 62043.6 | 61989.8 | 1542.96 | 0 | 0 | 81.4043 | 0 | 61908.4 | 950 | 60633 | 60329.8242
5817 | 1978-08-31 08:00 | 597 | 666 | 184 | 23 | 3.8 | -9900 | 38.1919 | 106.227 | 52.4122 | 0 |  | 597 | 406.896 | 185.014 | 0.22718 | 394.163 | 173.277 | 0.22718 | 381.544 | 165.778 | 0 | 536.375 | 535.917 | 132663 | 50.1419 | 132806 | 120142 | 119506 | 119506 | 117833 | 117645 | 1541.62 | 0 | 0 | 295.698 | 0 | 117349 | 950 | 115412 | 114835.2422
5818 | 1978-08-31 09:00 | 684 | 662 | 177 | 23.9 | 4.6 | -9900 | 49.8359 | 119.104 | 39.953 | 0 |  | 684 | 507.897 | 179.937 | 0.26028 | 484.786 | 168.488 | 0.26028 | 477.425 | 161.197 | 0 | 625.85 | 625.198 | 154774 | 54.4318 | 155228 | 137744 | 137180 | 137180 | 135258 | 135005 | 1526.83 | 0 | 0 | 391.991 | 0 | 134613 | 950 | 132336 | 131674.0469
5819 | 1978-08-31 10:00 | 855 | 777 | 182 | 24.3 | 4.8 | -9900 | 59.7135 | 138.526 | 28.872 | 0 |  | 855 | 681.727 | 185.817 | 0.32535 | 635.759 | 173.914 | 0.32535 | 631.27 | 166.388 | 0 | 781.705 | 781.012 | 193344 | 62.0955 | 194040 | 165800 | 165288 | 165288 | 162973 | 162578 | 1482.08 | 0 | 0 | 527.291 | 0 | 162051 | 950 | 159226 | 158430.3125
5820 | 1978-08-31 11:00 | 922 | 800 | 192 | 24.6 | 5 | -9900 | 65.43 | 168.672 | 21.6155 | 0 |  | 922 | 745.835 | 197 | 0.35085 | 708.253 | 184.316 | 0.35085 | 705.575 | 176.34 | 0 | 864.277 | 863.144 | 213673 | 65.9918 | 214385 | 180256 | 179547 | 179547 | 177033 | 176577 | 1504.11 | 0 | 0 | 604.82 | 0 | 175973 | 950 | 172839 | 171974.3594
5821 | 1978-08-31 12:00 | 909 | 796 | 191 | 25 | 5.2 | -9900 | 64.0101 | 203.714 | 22.2688 | 0 |  | 909 | 739.055 | 196.902 | 0.3459 | 724.385 | 184.152 | 0.3459 | 721.456 | 176.184 | 0 | 879.688 | 879.128 | 217631 | 66.7764 | 218423 | 183831 | 182688 | 182688 | 180130 | 179688 | 1544.83 | 0 | 0 | 661.228 | 0 | 179027 | 950 | 175829 | 174949.4219
5822 | 1978-08-31 13:00 | 835 | 782 | 182 | 24.6 | 5.7 | -9900 | 56.3538 | 229.635 | 30.28 | 0 |  | 835 | 677.036 | 188.309 | 0.31774 | 677.036 | 176.048 | 0.31774 | 671.668 | 168.432 | 0 | 823.298 | 823.209 | 203799 | 62.8392 | 204657 | 175843 | 175582 | 175582 | 173122 | 172745 | 1595.99 | 0 | 0 | 660.104 | 0 | 172085 | 950 | 169050 | 168204.3906
5823 | 1978-08-31 14:00 | 691 | 732 | 164 | 24.3 | 6.2 | -9900 | 45.625 | 246.086 | 41.6089 | 0 |  | 691 | 550.805 | 171.069 | 0.26295 | 414.79 | 159.851 | 0.26295 | 407.486 | 152.936 | 0 | 549.213 | 549.599 | 136084 | 49.2553 | 136230 | 121899 | 120778 | 120778 | 116583 | 116298 | 1426.71 | 0 | 0 | 260.331 | 0 | 116038 | 943.102 | 113987 | 113417.1562
5824 | 1978-08-31 15:00 | 499 | 650 | 136 | 23.9 | 6.7 | -9900 | 33.6277 | 257.493 | 54.1558 | 0 |  | 499 | 383.437 | 142 | 0.18988 | 267.973 | 132.626 | 0.18988 | 257.915 | 126.89 | 0 | 377.109 | 377.466 | 93456.9 | 40.6539 | 92995.2 | 86479.8 | 86178.2 | 86178.2 | 84119.2 | 83998.6 | 1494.18 | 0 | 0 | -406.764 | 0 | 84405.4 | 950 | 82896.2 | 82481.75
5825 | 1978-08-31 16:00 | 278 | 494 | 97 | 23.2 | 5.7 | -9900 | 21.1301 | 266.535 | 67.149 | 0 |  | 278 | 194.756 | 101.394 | 0.10579 | 144.893 | 94.6397 | 0.10579 | 132.85 | 90.5468 | 0 | 218.929 | 218.692 | 54142.1 | 33.3585 | 53028.3 | 51119.2 | 50786.2 | 50786.2 | 49499.9 | 49447.4 | 1373.82 | 0 | 0 | -145.45 | 0 | 49592.9 | 943.578 | 48493.4 | 48250.9297
5826 | 1978-08-31 17:00 | 72 | 173 | 45 | 22.4 | 4.6 | -9900 | 8.5125 | 274.633 | 80.2452 | 0 |  | 72 | 30.8668 | 47.1982 | 0.027398 | 11.573 | 43.9741 | 0.027398 | 8.5634 | 42.0731 | 0 | 49.6237 | 49.6522 | 12291.6 | 24.8248 | 10968.2 | 10966.2 | 10884.3 | 10884.3 | 10731.9 | 10729.5 | 1302.21 | 0 | 0 | 1.7492 | 0 | 10727.8 | 950 | 10260.2 | 10208.9131
5827 | 1978-08-31 18:00 | 2 | 1 | 2 | 21.7 | 3.6 | -9900 | -3.9632 | 282.69 | 89.9271 | 0 |  | 2 | 0 | 2.1293 | 0.00076106 | 0 | 1.9914 | 0 | 0 | 1.9053 | 0 | 1.8672 | 1.8662 | 462.008 | 21.7954 | 71.0499 | 70.9134 | 70.8184 | 70.8184 | 69.827 | 69.8269 | 1421.24 | 0 | 0 | 9.1555e-05 | 0 | 69.8268 | 950 | 66.2224 | 65.8913
5828 | 1978-08-31 19:00 | 0 | 0 | 0 | 21.5 | 2.4 | -9900
5829 | 1978-08-31 20:00 | 0 | 0 | 0 | 21.3 | 1.2 | -9900
5830 | 1978-08-31 21:00 | 0 | 0 | 0 | 21.1 | 1.4 | -9900
5831 | 1978-08-31 22:00 | 0 | 0 | 0 | 20.9 | 1.6 | -9900
5832 | 1978-08-31 23:00 | 0 | 0 | 0 | 20.7 | 1.8 | -9900
5833 | 1990-09-01 | 0 | 0 | 0 | 20.6 | 2 | -9900
5834 | 1990-09-01 01:00 | 0 | 0 | 0 | 20.4 | 2.2 | -9900
5835 | 1990-09-01 02:00 | 0 | 0 | 0 | 20.2 | 2.4 | -9900
5836 | 1990-09-01 03:00 | 0 | 0 | 0 | 20 | 2.6 | -9900
5837 | 1990-09-01 04:00 | 0 | 0 | 0 | 19.4 | 2.6 | -9900
5838 | 1990-09-01 05:00 | 5 | 2 | 5 | 19.4 | 3.1 | -9900 | 0.55714 | 80.5397 | 89.393 | 0 |  | 5 | 0 | 5.1145 | 0.0019027 | 0 | 4.7826 | 0.0019027 | 0 | 4.5757 | 0 | 4.4842 | 4.4827 | 1109.77 | 19.6344 | 404.867 | 403.812 | 400.411 | 400.411 | 394.806 | 394.803 | 1445.87 | 0 | 0 | 0.0030159 | 0 | 394.8 | 950 | 374.521 | 372.6487
5839 | 1990-09-01 06:00 | 66 | 3 | 65 | 20 | 2.1 | -9900 | 13.1027 | 88.5541 | 78.572 | 0 |  | 66 | 0.87293 | 64.1962 | 0.025115 | 0.83477 | 60.0564 | 0.025115 | 0.66406 | 57.4578 | 0 | 56.9594 | 56.9293 | 14093.5 | 23.1151 | 12726.1 | 12815.9 | 12768.6 | 12768.6 | 12589.8 | 12587.8 | 1552.98 | 0 | 0 | 3.4509 | 0 | 12584.3 | 950 | 12056.6 | 11996.3027
5840 | 1990-09-01 07:00 | 127 | 4 | 125 | 21.1 | 1.5 | -9900 | 25.6907 | 96.9265 | 65.4866 | 0 |  | 127 | 1.9117 | 123.754 | 0.048327 | 1.8564 | 115.766 | 0.048327 | 1.725 | 110.757 | 0 | 110.232 | 110.175 | 27275.1 | 27.2955 | 25847.2 | 25617.4 | 25538.2 | 25538.2 | 25180.7 | 25172.6 | 1575.9 | 0 | 0 | 13.9486 | 0 | 25158.6 | 950 | 24347.4 | 24225.6895
5841 | 1990-09-01 08:00 | 555 | 533 | 226 | 22.2 | 3.6 | -9900 | 38.029 | 106.698 | 52.5428 | 0 |  | 555 | 324.349 | 226.352 | 0.21119 | 314.058 | 211.966 | 0.21119 | 303.928 | 202.793 | 0 | 496.587 | 496.199 | 122834 | 47.5601 | 122816 | 112345 | 111804 | 111804 | 110238 | 110074 | 1547.88 | 0 | 0 | 259.862 | 0 | 109814 | 950 | 108018 | 107477.625
5842 | 1990-09-01 09:00 | 710 | 601 | 251 | 22.8 | 4.1 | -9900 | 49.6301 | 119.644 | 40.121 | 0 |  | 710 | 460.079 | 253.567 | 0.27018 | 438.836 | 237.387 | 0.27018 | 432.104 | 227.114 | 0 | 646.034 | 645.079 | 159694 | 55.0276 | 160203 | 141852 | 141373 | 141373 | 139393 | 139124 | 1525.78 | 0 | 0 | 415.691 | 0 | 138709 | 950 | 136356 | 135673.8438
5843 | 1990-09-01 10:00 | 806 | 693 | 208 | 23.3 | 4.6 | -9900 | 59.4306 | 139.098 | 29.1165 | 0 |  | 806 | 606.086 | 212.904 | 0.30671 | 564.665 | 199.284 | 0.30671 | 560.603 | 190.66 | 0 | 736.238 | 735.5 | 182076 | 59.2185 | 182744 | 158325 | 157849 | 157849 | 155638 | 155280 | 1485.17 | 0 | 0 | 482.576 | 0 | 154797 | 950 | 152135 | 151373.8906
5844 | 1990-09-01 11:00 | 906 | 763 | 212 | 24.4 | 4.6 | -9900 | 65.052 | 169.02 | 21.9748 | 0 |  | 906 | 709.439 | 218.504 | 0.34476 | 672.701 | 204.445 | 0.34476 | 670.067 | 195.599 | 0 | 848.353 | 847.22 | 209730 | 65.7743 | 210455 | 177158 | 176302 | 176302 | 173834 | 173392 | 1502.13 | 0 | 0 | 581.376 | 0 | 172811 | 950 | 169749 | 168900.0938
5845 | 1990-09-01 12:00 | 904 | 771 | 211 | 23.9 | 4.1 | -9900 | 63.609 | 203.582 | 22.6665 | 0 |  | 904 | 713.732 | 218.594 | 0.344 | 699.564 | 204.44 | 0.344 | 696.627 | 195.595 | 0 | 874.377 | 873.872 | 216330 | 67.5579 | 217126 | 182069 | 180971 | 180971 | 178437 | 178012 | 1555.75 | 0 | 0 | 659.255 | 0 | 177352 | 950 | 174194 | 173323.2031
5846 | 1990-09-01 13:00 | 817 | 740 | 200 | 23.9 | 5.2 | -9900 | 55.9978 | 229.287 | 30.6234 | 0 |  | 817 | 640.125 | 207.893 | 0.31089 | 640.125 | 194.348 | 0.31089 | 634.919 | 185.94 | 0 | 804.442 | 804.381 | 199139 | 62.1244 | 199987 | 172381 | 172126 | 172126 | 169715 | 169357 | 1593.86 | 0 | 0 | 632.939 | 0 | 168724 | 950 | 165766 | 164937.2656
5847 | 1990-09-01 14:00 | 677 | 695 | 180 | 23.3 | 4.6 | -9900 | 45.3109 | 245.72 | 41.9047 | 0 |  | 677 | 519.862 | 187.42 | 0.25762 | 383.888 | 175.135 | 0.25762 | 376.987 | 167.559 | 0 | 533.655 | 534.114 | 132251 | 49.3837 | 132346 | 118284 | 117238 | 117238 | 113155 | 112884 | 1425.77 | 0 | 0 | -35.667 | 0 | 112920 | 944.839 | 110933 | 110378.6641
5848 | 1990-09-01 15:00 | 485 | 607 | 148 | 22.8 | 4.6 | -9900 | 33.3377 | 257.153 | 54.426 | 0 |  | 485 | 356.364 | 154.225 | 0.18456 | 248.477 | 144.052 | 0.18456 | 239.001 | 137.822 | 0 | 369.286 | 369.354 | 91448.2 | 40.8375 | 90943 | 84526.3 | 84125 | 84125 | 82232.9 | 82118.6 | 1486.68 | 0 | 0 | -182.57 | 0 | 82301.2 | 950 | 80837.5 | 80433.3047
5849 | 1990-09-01 16:00 | 265 | 446 | 104 | 21.7 | 4.1 | -9900 | 20.85 | 266.221 | 67.4092 | 0 |  | 265 | 173.566 | 107.883 | 0.10084 | 128.437 | 100.713 | 0.10084 | 117.568 | 96.3577 | 0 | 209.648 | 209.451 | 51853.8 | 32.164 | 50700.7 | 49115.6 | 48755 | 48755 | 47791.5 | 47742 | 1355.39 | 0 | 0 | 15.2002 | 0 | 47726.8 | 944.965 | 46649.6 | 46416.3633
5850 | 1990-09-01 17:00 | 74 | 150 | 51 | 20.6 | 3.1 | -9900 | 8.2318 | 274.337 | 80.5061 | 0 |  | 74 | 26.4637 | 52.6389 | 0.028159 | 9.4411 | 49.0906 | 0.028159 | 6.9215 | 46.968 | 0 | 52.8117 | 52.8221 | 13076.6 | 23.3618 | 11734.2 | 11800.2 | 11733.1 | 11733.1 | 11568.8 | 11566.4 | 1394.05 | 0 | 0 | 2.328 | 0 | 11564.1 | 950 | 11067.2 | 11011.8955
5851 | 1990-09-01 18:00 | 5 | 0 | 5 | 20 | 3.1 | -9900 | -4.2534 | 282.406 | 89.9504 | 0 |  | 5 | 0 | 5.0784 | 0.0019027 | 0 | 4.7496 | 0 | 0 | 4.5441 | 0 | 4.4532 | 4.4518 | 1102.1 | 20.2328 | 399.476 | 398.54 | 395.24 | 395.24 | 389.707 | 389.704 | 1435.75 | 0 | 0 | 0.0029322 | 0 | 389.701 | 950 | 369.683 | 367.8346
5852 | 1990-09-01 19:00 | 0 | 0 | 0 | 19.4 | 3.1 | -9900
5853 | 1990-09-01 20:00 | 0 | 0 | 0 | 19.4 | 2.6 | -9900
5854 | 1990-09-01 21:00 | 0 | 0 | 0 | 19.4 | 3.1 | -9900
5855 | 1990-09-01 22:00 | 0 | 0 | 0 | 20 | 3.1 | -9900
5856 | 1990-09-01 23:00 | 0 | 0 | 0 | 20 | 3.1 | -9900
5857 | 1990-09-02 | 0 | 0 | 0 | 19.4 | 2.6 | -9900
5858 | 1990-09-02 01:00 | 0 | 0 | 0 | 19.4 | 3.1 | -9900
5859 | 1990-09-02 02:00 | 0 | 0 | 0 | 19.4 | 2.1 | -9900
5860 | 1990-09-02 03:00 | 0 | 0 | 0 | 19.4 | 1.5 | -9900
5861 | 1990-09-02 04:00 | 0 | 0 | 0 | 19.4 | 0 | -9900
5862 | 1990-09-02 05:00 | 22 | 20 | 20 | 18.9 | 2.6 | -9900 | 0.42501 | 80.8879 | 89.4223 | 0 |  | 22 | 0.2317 | 16.0403 | 0.0083717 | 0.16187 | 15.018 | 0.0083717 | 0.011918 | 14.3682 | 0 | 14.0925 | 14.0833 | 3486.46 | 19.6533 | 2494.61 | 2536.47 | 2520.6 | 2520.6 | 2485.31 | 2485.21 | 1434.28 | 0 | 0 | 0.12717 | 0 | 2485.09 | 950 | 2361.49 | 2349.6833
5863 | 1990-09-02 06:00 | 65 | 6 | 63 | 19.4 | 2.6 | -9900 | 12.9776 | 88.9142 | 78.6746 | 0 |  | 65 | 1.7468 | 62.2424 | 0.024734 | 1.67 | 58.2273 | 0.024734 | 1.3247 | 55.7079 | 0 | 55.8919 | 55.8844 | 13835 | 22.3891 | 12471.7 | 12593.6 | 12546.4 | 12546.4 | 12370.7 | 12368.7 | 1544.76 | 0 | 0 | 3.2776 | 0 | 12365.4 | 950 | 11844.9 | 11785.7188
5864 | 1990-09-02 07:00 | 183 | 9 | 179 | 20 | 2.6 | -9900 | 25.5615 | 97.314 | 65.5903 | 0 |  | 183 | 3.8261 | 176.918 | 0.069637 | 3.7138 | 165.541 | 0.069637 | 3.4492 | 158.378 | 0 | 158.591 | 158.524 | 39244.6 | 28.4791 | 37896.6 | 37391.1 | 37291.6 | 37291.6 | 36769.5 | 36752.2 | 1571.78 | 0 | 0 | 29.8429 | 0 | 36722.3 | 950 | 35845.2 | 35665.9297
5865 | 1990-09-02 08:00 | 299 | 129 | 219 | 22.2 | 2.6 | -9900 | 37.8811 | 107.132 | 52.661 | 0 |  | 299 | 78.9172 | 218.202 | 0.11378 | 76.379 | 204.228 | 0.11378 | 73.8985 | 195.391 | 0 | 263.903 | 263.731 | 65288.5 | 36.3064 | 64286 | 61546 | 61321.2 | 61321.2 | 60462.7 | 60414.7 | 1561.17 | 0 | 0 | 79.4904 | 0 | 60335.2 | 949.999 | 59075.9 | 58780.5078
5866 | 1990-09-02 09:00 | 735 | 793 | 130 | 22.2 | 4.6 | -9900 | 49.442 | 120.14 | 40.2746 | 0 |  | 735 | 606.75 | 132.549 | 0.27969 | 578.053 | 124.11 | 0.27969 | 569.102 | 118.739 | 0 | 674.084 | 673.659 | 166768 | 55.0984 | 167349 | 147885 | 147366 | 147366 | 145303 | 145001 | 1513.51 | 0 | 0 | 448.721 | 0 | 144552 | 950 | 142072 | 141361.6406
5867 | 1990-09-02 10:00 | 884 | 915 | 96 | 22.8 | 4.6 | -9900 | 59.1709 | 139.622 | 29.3412 | 0 |  | 884 | 799.06 | 98.0864 | 0.33639 | 740.779 | 91.7925 | 0.33639 | 735.364 | 87.8205 | 0 | 806.72 | 805.631 | 199434 | 62.1433 | 200118 | 170481 | 169668 | 169668 | 167286 | 166858 | 1476.99 | 0 | 0 | 544.143 | 0 | 166314 | 950 | 163389 | 162572.1719
5868 | 1990-09-02 11:00 | 915 | 898 | 99 | 23.3 | 4.6 | -9900 | 64.7048 | 169.341 | 22.305 | 0 |  | 915 | 834.574 | 101.469 | 0.34819 | 789.021 | 94.9295 | 0.34819 | 785.835 | 90.822 | 0 | 859.124 | 858.205 | 212454 | 65.2108 | 213153 | 179466 | 178477 | 178477 | 175977 | 175504 | 1481.18 | 0 | 0 | 573.221 | 0 | 174931 | 950 | 171819 | 170959.9688
5869 | 1990-09-02 12:00 | 918 | 913 | 99 | 23.3 | 5.2 | -9900 | 63.2392 | 203.473 | 23.0333 | 0 |  | 918 | 843.95 | 101.903 | 0.34933 | 827.198 | 95.305 | 0.34933 | 823.604 | 91.1816 | 0 | 896.49 | 895.769 | 221749 | 65.8671 | 222522 | 187955 | 186665 | 186665 | 184052 | 183585 | 1543.73 | 0 | 0 | 685.196 | 0 | 182900 | 950 | 179611 | 178712.9375
5870 | 1990-09-02 13:00 | 844 | 904 | 94 | 23.3 | 4.1 | -9900 | 55.6674 | 228.978 | 30.9427 | 0 |  | 844 | 778.578 | 97.2607 | 0.32117 | 778.578 | 90.9331 | 0.32117 | 772.095 | 86.9991 | 0 | 841.912 | 841.896 | 208427 | 65.3604 | 209287 | 177787 | 177526 | 177526 | 175040 | 174659 | 1594.9 | 0 | 0 | 676.71 | 0 | 173982 | 950 | 170904 | 170049.8438
5871 | 1990-09-02 14:00 | 710 | 878 | 85 | 23.9 | 4.6 | -9900 | 45.0182 | 245.392 | 42.181 | 0 |  | 710 | 654.232 | 88.4169 | 0.27018 | 474.979 | 82.6363 | 0.27018 | 466.275 | 79.0616 | 0 | 534.43 | 534.716 | 132403 | 50.0131 | 132526 | 116831 | 115704 | 115704 | 108698 | 108426 | 1448.96 | 0 | 0 | -177.513 | 712.769 | 107891 | 937.494 | 106010 | 105480.1484
5872 | 1990-09-02 15:00 | 522 | 818 | 71 | 23.3 | 5.2 | -9900 | 33.0671 | 256.845 | 54.6788 | 0 |  | 522 | 477.404 | 74.2607 | 0.19864 | 331.386 | 69.377 | 0.19864 | 318.552 | 66.3761 | 0 | 377.229 | 376.837 | 93308.2 | 41.2074 | 92924 | 85543.1 | 84762.2 | 84762.2 | 81964.2 | 81838.7 | 1488.99 | 0 | 0 | 68.8411 | 0 | 81769.8 | 950 | 80314.6 | 79913.0547
5873 | 1990-09-02 16:00 | 304 | 702 | 52 | 22.8 | 4.6 | -9900 | 20.5889 | 265.935 | 67.6523 | 0 |  | 304 | 272.155 | 55.1797 | 0.11568 | 200.828 | 51.4874 | 0.11568 | 183.536 | 49.2608 | 0 | 228.141 | 227.87 | 56415.9 | 33.9281 | 55401.8 | 53058.3 | 52479.1 | 52479.1 | 49219.7 | 49165.5 | 1389.33 | 0 | 0 | -30.3121 | 146.747 | 49049.1 | 940.929 | 47993.5 | 47753.4883
5874 | 1990-09-02 17:00 | 93 | 424 | 31 | 21.7 | 5.7 | -9900 | 7.9704 | 274.067 | 80.7496 | 0 |  | 93 | 71.7888 | 33.1292 | 0.035389 | 24.1887 | 30.852 | 0.035389 | 17.6086 | 29.5183 | 0 | 46.1844 | 46.2181 | 11440.1 | 23.8469 | 10184 | 10189.3 | 10079 | 10079 | 9802.56 | 9798.8 | 1118.04 | 0 | 0 | 0.75516 | 0 | 9798.05 | 930.661 | 9375.47 | 9328.5928
5875 | 1990-09-02 18:00 | 7 | 20 | 4 | 20.6 | 4.6 | -9900 | -4.5232 | 282.146 | 89.9721 | 0 |  | 7 | 0.016797 | 3.1374 | 0.0026637 | 0 | 2.9342 | 0 | 0 | 2.8073 | 0 | 2.7511 | 2.7494 | 680.64 | 20.7343 | 153.561 | 153.169 | 153.108 | 153.108 | 150.965 | 150.965 | 1421.55 | 0 | 0 | 0.00042915 | 0 | 150.964 | 950 | 143.181 | 142.4651
5876 | 1990-09-02 19:00 | 0 | 0 | 0 | 20.6 | 4.1 | -9900
5877 | 1990-09-02 20:00 | 0 | 0 | 0 | 20.6 | 2.6 | -9900
5878 | 1990-09-02 21:00 | 0 | 0 | 0 | 20.6 | 1.5 | -9900
5879 | 1990-09-02 22:00 | 0 | 0 | 0 | 20.6 | 2.1 | -9900
5880 | 1990-09-02 23:00 | 0 | 0 | 0 | 21.1 | 2.6 | -9900
5881 | 1990-09-03 | 0 | 0 | 0 | 20.6 | 2.1 | -9900
5882 | 1990-09-03 01:00 | 0 | 0 | 0 | 20.6 | 2.1 | -9900
5883 | 1990-09-03 02:00 | 0 | 0 | 0 | 20 | 2.1 | -9900
5884 | 1990-09-03 03:00 | 0 | 0 | 0 | 20 | 1.5 | -9900
5885 | 1990-09-03 04:00 | 0 | 0 | 0 | 20 | 1.5 | -9900
5886 | 1990-09-03 05:00 | 15 | 1 | 15 | 20 | 2.6 | -9900 | 0.2928 | 81.2385 | 89.4516 | 0 |  | 15 | 0 | 13.2904 | 0.0057079 | 0 | 12.436 | 0.0057079 | 0 | 11.898 | 0 | 11.66 | 11.6548 | 2885.27 | 20.6234 | 1941.41 | 1965.55 | 1955.06 | 1955.06 | 1927.68 | 1927.63 | 1500.02 | 0 | 0 | 0.078071 | 0 | 1927.55 | 950 | 1830.84 | 1821.6874
5887 | 1990-09-03 06:00 | 77 | 0 | 77 | 20 | 3.1 | -9900 | 12.8521 | 89.2765 | 78.7775 | 0 |  | 77 | 0 | 75.8313 | 0.029301 | 0 | 70.9584 | 0.029301 | 0 | 67.888 | 0 | 66.5302 | 66.4994 | 16463 | 23.4769 | 15065.9 | 15151.4 | 15098.1 | 15098.1 | 14886.7 | 14883.8 | 1558.88 | 0 | 0 | 4.842 | 0 | 14878.9 | 950 | 14281.4 | 14209.9824
5888 | 1990-09-03 07:00 | 182 | 5 | 180 | 21.1 | 2.6 | -9900 | 25.4312 | 97.7035 | 65.6949 | 0 |  | 182 | 1.9144 | 177.91 | 0.069256 | 1.8579 | 166.471 | 0.069256 | 1.7246 | 159.268 | 0 | 157.773 | 157.718 | 39045 | 29.536 | 37695.2 | 37041.8 | 36942.4 | 36942.4 | 36425.2 | 36408 | 1562.36 | 0 | 0 | 28.8202 | 0 | 36379.2 | 950 | 35505.5 | 35328
5889 | 1990-09-03 08:00 | 456 | 406 | 206 | 22.8 | 2.1 | -9900 | 37.7314 | 107.567 | 52.7808 | 0 |  | 456 | 246.769 | 206.603 | 0.17352 | 238.615 | 193.479 | 0.17352 | 230.814 | 185.106 | 0 | 407.601 | 407.106 | 100779 | 45.0763 | 100381 | 92766.1 | 92340 | 92340 | 91047.2 | 90935.2 | 1542.78 | 0 | 0 | 177.939 | 0 | 90757.3 | 949.999 | 89253.8 | 88807.5547
5890 | 1990-09-03 09:00 | 758 | 865 | 100 | 23.9 | 2.6 | -9900 | 49.2512 | 120.636 | 40.4307 | 0 |  | 758 | 660.264 | 101.8 | 0.28844 | 627.996 | 95.295 | 0.28844 | 618.179 | 91.1712 | 0 | 695.163 | 694.03 | 171809 | 61.0222 | 172434 | 148286 | 147735 | 147735 | 145666 | 145359 | 1500.42 | 0 | 0 | 443.769 | 0 | 144915 | 950 | 142428 | 141716.2656
5891 | 1990-09-03 10:00 | 780 | 740 | 144 | 23.9 | 5.7 | -9900 | 58.908 | 140.143 | 29.5694 | 0 |  | 780 | 645.257 | 147.744 | 0.29681 | 596.863 | 138.289 | 0.29681 | 592.425 | 132.305 | 0 | 710.236 | 709.154 | 175553 | 56.8412 | 176178 | 154077 | 153209 | 153209 | 151062 | 150717 | 1475.45 | 0 | 0 | 445.21 | 0 | 150272 | 950 | 147688 | 146949.7812
5892 | 1990-09-03 11:00 | 933 | 901 | 118 | 23.3 | 6.2 | -9900 | 64.3551 | 169.658 | 22.6381 | 0 |  | 933 | 833.976 | 120.748 | 0.35503 | 787.292 | 112.966 | 0.35503 | 784.011 | 108.078 | 0 | 874.247 | 872.567 | 216012 | 62.9202 | 216688 | 184457 | 183216 | 183216 | 180651 | 180143 | 1459.4 | 881.325 | 0 | 595.272 | 0 | 179548 | 950 | 175445 | 174567.625
5893 | 1990-09-03 12:00 | 876 | 856 | 111 | 23.9 | 5.7 | -9900 | 62.8669 | 203.367 | 23.4027 | 0 |  | 876 | 788.73 | 114.149 | 0.33334 | 773.074 | 106.758 | 0.33334 | 769.599 | 102.139 | 0 | 854.304 | 853.759 | 211349 | 63.5583 | 212160 | 181156 | 179951 | 179951 | 177429 | 177002 | 1551.54 | 0 | 0 | 641.43 | 0 | 176360 | 950 | 173225 | 172358.7031
5894 | 1990-09-03 13:00 | 840 | 882 | 111 | 23.9 | 5.7 | -9900 | 55.3338 | 228.674 | 31.2655 | 0 |  | 840 | 757.239 | 114.662 | 0.31965 | 757.239 | 107.203 | 0.31965 | 750.784 | 102.565 | 0 | 836.282 | 836.277 | 207037 | 62.7462 | 207897 | 178695 | 178424 | 178424 | 175926 | 175543 | 1605.97 | 0 | 0 | 683.77 | 0 | 174859 | 950 | 171760 | 170901.6562
5895 | 1990-09-03 14:00 | 690 | 832 | 100 | 22.8 | 4.6 | -9900 | 44.7223 | 245.065 | 42.4608 | 0 |  | 690 | 618.058 | 103.839 | 0.26257 | 442.987 | 97.0512 | 0.26257 | 434.717 | 92.8528 | 0 | 517.019 | 517.672 | 128185 | 48.0807 | 128251 | 114164 | 113364 | 113364 | 107422 | 107160 | 1444.84 | 0 | 0 | 146.229 | 57.49 | 106957 | 935.12 | 105118 | 104592.6719
5896 | 1990-09-03 15:00 | 490 | 727 | 92 | 23.9 | 3.6 | -9900 | 32.7936 | 256.538 | 54.9346 | 0 |  | 490 | 421.742 | 96.6877 | 0.18646 | 291.434 | 90.3039 | 0.18646 | 279.969 | 86.398 | 0 | 359.04 | 358.942 | 88875.2 | 42.2451 | 88381.6 | 81186.6 | 80219.3 | 80219.3 | 77922.4 | 77815.9 | 1508.94 | 0 | 0 | 37.8357 | 0 | 77778.1 | 950 | 76392.1 | 76010.1875
5897 | 1990-09-03 16:00 | 270 | 579 | 66 | 22.2 | 5.2 | -9900 | 20.3251 | 265.65 | 67.8982 | 0 |  | 270 | 220.723 | 69.7957 | 0.10274 | 162.472 | 65.1206 | 0.10274 | 148.236 | 62.3046 | 0 | 206.33 | 206.445 | 51111.8 | 32.0103 | 49991.2 | 48352.1 | 47900.2 | 47900.2 | 45719 | 45672.9 | 1373.61 | 0 | 0 | -76.008 | 11.6338 | 45737.3 | 939.469 | 44708 | 44484.4922
5898 | 1990-09-03 17:00 | 80 | 329 | 33 | 21.7 | 4.1 | -9900 | 7.7066 | 273.797 | 80.9954 | 0 |  | 80 | 54.7888 | 35.3862 | 0.030442 | 18.1062 | 32.9335 | 0.030442 | 13.0669 | 31.5101 | 0 | 43.6854 | 43.7294 | 10824.8 | 23.8847 | 9562.27 | 9575.95 | 9482.96 | 9482.96 | 9336.81 | 9333.79 | 1136.76 | 0 | 0 | 0.76287 | 0 | 9333.02 | 937.694 | 8922.84 | 8878.2246
5899 | 1990-09-03 18:00 | 5 | 9 | 3 | 21.1 | 4.1 | -9900 | -4.795 | 281.886 | 89.994 | 0 |  | 5 | 0.0024224 | 2.3249 | 0.0019027 | 0 | 2.1743 | 0 | 0 | 2.0802 | 0 | 2.0386 | 2.0379 | 504.495 | 21.2018 | 84.6652 | 84.4725 | 84.4005 | 84.4005 | 83.2189 | 83.2188 | 1406.24 | 0 | 0 | 0.00013017 | 0 | 83.2187 | 950 | 78.9238 | 78.5292
5900 | 1990-09-03 19:00 | 0 | 0 | 0 | 21.1 | 3.6 | -9900
5901 | 1990-09-03 20:00 | 0 | 0 | 0 | 20.6 | 2.6 | -9900
5902 | 1990-09-03 21:00 | 0 | 0 | 0 | 20.6 | 2.1 | -9900
5903 | 1990-09-03 22:00 | 0 | 0 | 0 | 20.6 | 2.1 | -9900
5904 | 1990-09-03 23:00 | 0 | 0 | 0 | 20 | 2.1 | -9900
5905 | 1990-09-04 | 0 | 0 | 0 | 20 | 2.1 | -9900
5906 | 1990-09-04 01:00 | 0 | 0 | 0 | 19.4 | 2.1 | -9900
5907 | 1990-09-04 02:00 | 0 | 0 | 0 | 19.4 | 2.1 | -9900
5908 | 1990-09-04 03:00 | 0 | 0 | 0 | 19.4 | 2.1 | -9900
5909 | 1990-09-04 04:00 | 0 | 0 | 0 | 18.9 | 2.6 | -9900
5910 | 1990-09-04 05:00 | 14 | 0 | 14 | 18.9 | 2.1 | -9900 | 0.1605 | 81.5914 | 89.4809 | 0 |  | 14 | 0 | 12.444 | 0.0053274 | 0 | 11.6434 | 0.0053274 | 0 | 11.1396 | 0 | 10.9169 | 10.9106 | 2701.04 | 19.497 | 1773.52 | 1799.97 | 1789.79 | 1789.79 | 1764.73 | 1764.69 | 1517.25 | 0 | 0 | 0.06669 | 0 | 1764.62 | 950 | 1675.86 | 1667.4806
5911 | 1990-09-04 06:00 | 98 | 50 | 87 | 20.6 | 2.6 | -9900 | 12.726 | 89.6409 | 78.8807 | 0 |  | 98 | 9.6179 | 87.7717 | 0.037292 | 9.192 | 82.0921 | 0.037292 | 7.2478 | 78.5403 | 0 | 84.0724 | 84.0221 | 20800.2 | 25.0942 | 19374.2 | 19363.3 | 19290.3 | 19290.3 | 19020.2 | 19015.4 | 1555.36 | 0 | 0 | 7.888 | 0 | 19007.5 | 950 | 18305.5 | 18213.9863
5912 | 1990-09-04 07:00 | 335 | 504 | 118 | 22.8 | 2.1 | -9900 | 25.2998 | 98.0947 | 65.8004 | 0 |  | 335 | 207.873 | 117.322 | 0.12748 | 201.727 | 109.924 | 0.12748 | 187.155 | 105.166 | 0 | 286.475 | 286.169 | 70839.3 | 38.4588 | 69931.9 | 66325.4 | 66026.1 | 66026.1 | 65101.8 | 65040.9 | 1535.61 | 0 | 0 | 88.8115 | 0 | 64952.1 | 949.999 | 63646.4 | 63328.1719
5913 | 1990-09-04 08:00 | 562 | 673 | 149 | 23.3 | 3.1 | -9900 | 37.5799 | 108.003 | 52.9023 | 0 |  | 562 | 407.918 | 150.365 | 0.21386 | 394.814 | 140.849 | 0.21386 | 381.82 | 134.753 | 0 | 506.242 | 505.833 | 125215 | 49.7473 | 125240 | 113462 | 112772 | 112772 | 111193 | 111023 | 1531.86 | 0 | 0 | 262.669 | 0 | 110760 | 950 | 108945 | 108400.4375
5914 | 1990-09-04 09:00 | 736 | 741 | 175 | 23.9 | 4.1 | -9900 | 49.0579 | 121.131 | 40.5895 | 0 |  | 736 | 563.242 | 178.16 | 0.28007 | 534.956 | 166.827 | 0.28007 | 526.513 | 159.607 | 0 | 672.397 | 671.539 | 166245 | 57.4495 | 166817 | 145939 | 145382 | 145382 | 143347 | 143055 | 1511.49 | 0 | 0 | 431.175 | 0 | 142624 | 950 | 140184 | 139483.5625
5915 | 1990-09-04 10:00 | 852 | 773 | 190 | 25 | 3.6 | -9900 | 58.6421 | 140.659 | 29.8011 | 0 |  | 852 | 671.984 | 194.933 | 0.32421 | 621.127 | 182.467 | 0.32421 | 616.428 | 174.571 | 0 | 775.179 | 774.556 | 191743 | 64.5866 | 192424 | 162380 | 161496 | 161496 | 159235 | 158850 | 1482.33 | 0 | 0 | 494.148 | 0 | 158356 | 950 | 155611 | 154833.0312
5916 | 1990-09-04 11:00 | 906 | 787 | 196 | 25 | 5.2 | -9900 | 64.003 | 169.97 | 22.974 | 0 |  | 906 | 726.907 | 201.256 | 0.34476 | 686.218 | 188.297 | 0.34476 | 683.267 | 180.15 | 0 | 846.148 | 844.98 | 209184 | 65.1536 | 209898 | 177071 | 175974 | 175974 | 173511 | 173061 | 1492.24 | 0 | 0 | 572.171 | 0 | 172489 | 950 | 169433 | 168585.7031
5917 | 1990-09-04 12:00 | 859 | 744 | 196 | 24.4 | 5.2 | -9900 | 62.4922 | 203.265 | 23.7745 | 0 |  | 859 | 683.939 | 203.502 | 0.32688 | 670.364 | 190.327 | 0.32688 | 667.247 | 182.092 | 0 | 832.352 | 831.778 | 205908 | 63.9263 | 206724 | 176294 | 175204 | 175204 | 172751 | 172346 | 1544.23 | 0 | 0 | 611.185 | 0 | 171734 | 950 | 168706 | 167862.5
5918 | 1990-09-04 13:00 | 779 | 666 | 231 | 25 | 5.7 | -9900 | 54.9971 | 228.374 | 31.5916 | 0 |  | 779 | 569.579 | 239.511 | 0.29643 | 569.579 | 223.911 | 0.29643 | 564.608 | 214.225 | 0 | 763.256 | 763.166 | 188935 | 60.4501 | 189741 | 164769 | 164517 | 164517 | 162213 | 161892 | 1607.03 | 0 | 0 | 585.55 | 0 | 161307 | 950 | 158516 | 157723.6406
5919 | 1990-09-04 14:00 | 618 | 586 | 205 | 24.4 | 6.2 | -9900 | 44.4233 | 244.741 | 42.7438 | 0 |  | 618 | 432.97 | 212.88 | 0.23517 | 308.633 | 198.937 | 0.23517 | 302.769 | 190.331 | 0 | 483.238 | 483.553 | 119727 | 46.3564 | 119649 | 108730 | 108201 | 108201 | 105187 | 104972 | 1430.86 | 0 | 0 | 89.7951 | 0 | 104883 | 950 | 103061 | 102545.6797
5920 | 1990-09-04 15:00 | 470 | 544 | 174 | 23.9 | 5.2 | -9900 | 32.5173 | 256.232 | 55.1933 | 0 |  | 470 | 313.992 | 179.97 | 0.17885 | 216.469 | 168.122 | 0.17885 | 207.822 | 160.85 | 0 | 361.298 | 361.151 | 89419.7 | 41.062 | 88864.7 | 82721.2 | 81864.7 | 81864.7 | 80269.5 | 80166.9 | 1514.08 | 0 | 0 | 11.5053 | 0 | 80155.4 | 950 | 78749.3 | 78355.5469
5921 | 1990-09-04 16:00 | 245 | 386 | 110 | 23.3 | 4.1 | -9900 | 20.0588 | 265.364 | 68.1466 | 0 |  | 245 | 146.345 | 114.125 | 0.09323 | 107.377 | 106.541 | 0.09323 | 97.798 | 101.933 | 0 | 195.737 | 195.683 | 48447.3 | 33.0762 | 47240.5 | 45648.2 | 45341.9 | 45341.9 | 44542.1 | 44499.5 | 1358.86 | 0 | 0 | 26.6158 | 0 | 44472.9 | 946.194 | 43443.1 | 43225.8359
5922 | 1990-09-04 17:00 | 67 | 151 | 46 | 22.8 | 2.6 | -9900 | 7.4407 | 273.526 | 81.2434 | 0 |  | 67 | 24.6575 | 47.6522 | 0.025496 | 7.9128 | 44.431 | 0.025496 | 5.6956 | 42.5099 | 0 | 47.2414 | 47.2691 | 11701.2 | 25.3283 | 10385.8 | 10366.1 | 10316.3 | 10316.3 | 10171.8 | 10169.8 | 1337.02 | 0 | 0 | 1.7228 | 0 | 10168.1 | 950 | 9720.45 | 9671.8486
5923 | 1990-09-04 18:00 | 3 | 0 | 3 | 21.7 | 2.1 | -9900 | -5.0689 | 281.624 | 90 | 0 |  | 3 | 0 | 3.1509 | 0.0011416 | 0 | 2.9468 | 0 | 0 | 2.8193 | 0 | 2.763 | 2.7617 | 683.695 | 21.8511 | 154.995 | 154.703 | 154.64 | 154.64 | 152.475 | 152.475 | 1444.38 | 0 | 0 | 0.00045382 | 0 | 152.474 | 950 | 144.614 | 143.8906
5924 | 1990-09-04 19:00 | 0 | 0 | 0 | 21.7 | 2.6 | -9900
5925 | 1990-09-04 20:00 | 0 | 0 | 0 | 21.1 | 3.1 | -9900
5926 | 1990-09-04 21:00 | 0 | 0 | 0 | 21.1 | 3.1 | -9900
5927 | 1990-09-04 22:00 | 0 | 0 | 0 | 21.1 | 0 | -9900
5928 | 1990-09-04 23:00 | 0 | 0 | 0 | 21.1 | 2.6 | -9900
5929 | 1990-09-05 | 0 | 0 | 0 | 21.1 | 2.1 | -9900
5930 | 1990-09-05 01:00 | 0 | 0 | 0 | 21.1 | 1.5 | -9900
5931 | 1990-09-05 02:00 | 0 | 0 | 0 | 21.1 | 1.5 | -9900
5932 | 1990-09-05 03:00 | 0 | 0 | 0 | 21.1 | 1.5 | -9900
5933 | 1990-09-05 04:00 | 0 | 0 | 0 | 20.6 | 2.6 | -9900
5934 | 1990-09-05 05:00 | 22 | 27 | 19 | 21.1 | 2.6 | -9900 | 0.02811 | 81.9466 | 89.5102 | 0 |  | 22 | 0.29466 | 14.7352 | 0.0083717 | 0.20973 | 13.7951 | 0.0083717 | 0.0092513 | 13.1982 | 0 | 12.9433 | 12.9381 | 3202.91 | 21.792 | 2233.03 | 2254.74 | 2241.92 | 2241.92 | 2210.53 | 2210.46 | 1482.53 | 0 | 0 | 0.10078 | 0 | 2210.36 | 950 | 2099.95 | 2089.4526
5935 | 1990-09-05 06:00 | 105 | 59 | 92 | 21.7 | 2.6 | -9900 | 12.5994 | 90.0072 | 78.9843 | 0 |  | 105 | 11.3733 | 92.7724 | 0.039956 | 10.8647 | 86.7797 | 0.039956 | 8.5405 | 83.025 | 0 | 89.7342 | 89.6948 | 22204.5 | 26.4976 | 20774.8 | 20652.6 | 20576.4 | 20576.4 | 20288.4 | 20282.9 | 1555.25 | 0 | 0 | 8.9399 | 0 | 20274 | 950 | 19545.7 | 19447.9766
5936 | 1990-09-05 07:00 | 353 | 645 | 78 | 23.9 | 2.1 | -9900 | 25.1672 | 98.4875 | 65.9069 | 0 |  | 353 | 263.633 | 77.9502 | 0.13433 | 255.783 | 73.075 | 0.13433 | 237.177 | 69.9117 | 0 | 300.947 | 300.685 | 74430.9 | 40.3531 | 73587.6 | 69245.5 | 68892.1 | 68892.1 | 67927.6 | 67857.2 | 1500.25 | 0 | 0 | 92.3391 | 0 | 67764.9 | 950 | 66437.7 | 66105.5234
5937 | 1990-09-05 08:00 | 581 | 803 | 91 | 25.6 | 3.1 | -9900 | 37.4266 | 108.441 | 53.0255 | 0 |  | 581 | 484.278 | 92.3913 | 0.22109 | 468.51 | 86.5502 | 0.22109 | 452.982 | 82.8043 | 0 | 525.07 | 524.399 | 129812 | 53.0181 | 129917 | 116025 | 115207 | 115207 | 113594 | 113413 | 1521.56 | 0 | 0 | 269.21 | 0 | 113144 | 950 | 111284 | 110727.6484
5938 | 1990-09-05 09:00 | 755 | 858 | 106 | 25 | 3.6 | -9900 | 48.8619 | 121.626 | 40.7509 | 0 |  | 755 | 651.958 | 107.896 | 0.2873 | 618.338 | 101.001 | 0.2873 | 608.483 | 96.6306 | 0 | 691.012 | 690.082 | 170835 | 60.2692 | 171449 | 147946 | 147236 | 147236 | 145174 | 144863 | 1493.9 | 0 | 0 | 435.202 | 0 | 144427 | 950 | 141948 | 141238.1875
5939 | 1990-09-05 10:00 | 867 | 881 | 115 | 26.7 | 3.6 | -9900 | 58.3731 | 141.172 | 30.0363 | 0 |  | 867 | 763.742 | 117.374 | 0.32992 | 705.419 | 109.842 | 0.32992 | 699.988 | 105.089 | 0 | 788.976 | 788.278 | 195139 | 66.9879 | 195816 | 163068 | 162142 | 162142 | 159872 | 159474 | 1463.74 | 0 | 0 | 487.74 | 0 | 158986 | 950 | 156226 | 155445.125
5940 | 1990-09-05 11:00 | 927 | 899 | 118 | 27.2 | 4.6 | -9900 | 63.6484 | 170.277 | 23.3127 | 0 |  | 927 | 828.697 | 120.83 | 0.35275 | 782.312 | 113.043 | 0.35275 | 778.841 | 108.151 | 0 | 869.253 | 868.264 | 214946 | 69.602 | 215627 | 177861 | 176687 | 176687 | 174213 | 173752 | 1477.93 | 0 | 0 | 564.465 | 0 | 173187 | 950 | 170114 | 169263.4531
5941 | 1990-09-05 12:00 | 909 | 891 | 118 | 26.7 | 4.6 | -9900 | 62.1153 | 203.166 | 24.1486 | 0 |  | 909 | 816.432 | 121.34 | 0.3459 | 800.227 | 113.484 | 0.3459 | 796.379 | 108.574 | 0 | 886.854 | 886.251 | 219394 | 69.9804 | 220177 | 182476 | 181260 | 181260 | 178722 | 178284 | 1544.64 | 0 | 0 | 650.817 | 0 | 177633 | 950 | 174469 | 173596.1719
5942 | 1990-09-05 13:00 | 833 | 879 | 112 | 27.2 | 3.6 | -9900 | 54.6576 | 228.079 | 31.9209 | 0 |  | 833 | 749.861 | 115.757 | 0.31698 | 749.861 | 108.227 | 0.31698 | 743.159 | 103.544 | 0 | 829.77 | 829.67 | 205400 | 69.6034 | 206261 | 171853 | 171607 | 171607 | 169204 | 168848 | 1598.28 | 0 | 0 | 633.162 | 0 | 168215 | 950 | 165269 | 164442.8125
5943 | 1990-09-05 14:00 | 656 | 790 | 102 | 26.7 | 2.6 | -9900 | 44.1213 | 244.419 | 43.03 | 0 |  | 656 | 581.238 | 107.118 | 0.24963 | 413.891 | 100.093 | 0.24963 | 405.893 | 95.7633 | 0 | 491.623 | 492.014 | 121827 | 53.0168 | 121817 | 106017 | 105543 | 105543 | 100467 | 100296 | 1516.76 | 0 | 0 | 223.525 | 0 | 100073 | 935.439 | 98364.8 | 97872.9609
5944 | 1990-09-05 15:00 | 502 | 776 | 84 | 28.3 | 4.1 | -9900 | 32.2382 | 255.927 | 55.4549 | 0 |  | 502 | 443.891 | 88.5235 | 0.19103 | 304.636 | 82.675 | 0.19103 | 292.271 | 79.0991 | 0 | 363.942 | 363.977 | 90124.9 | 46.484 | 89665.8 | 80839.2 | 79980.6 | 79980.6 | 77701.4 | 77595.6 | 1522.27 | 0 | 0 | 95.2953 | 0 | 77500.3 | 950 | 76121.5 | 75740.8594
5945 | 1990-09-05 16:00 | 267 | 565 | 72 | 26.1 | 3.6 | -9900 | 19.79 | 265.078 | 68.3974 | 0 |  | 267 | 211.801 | 76.0438 | 0.1016 | 154.901 | 70.9551 | 0.1016 | 140.828 | 67.8867 | 0 | 204.54 | 204.482 | 50626.5 | 36.5508 | 49490.6 | 47016.7 | 46659.9 | 46659.9 | 44747.4 | 44704 | 1385.12 | 0 | 0 | -88.8711 | 0 | 44792.8 | 939.318 | 43766.4 | 43547.5898
5946 | 1990-09-05 17:00 | 73 | 295 | 33 | 23.3 | 4.1 | -9900 | 7.1726 | 273.254 | 81.4934 | 0 |  | 73 | 47.3318 | 35.4398 | 0.027779 | 15.0382 | 32.9816 | 0.027779 | 10.7 | 31.5561 | 0 | 41.411 | 41.4592 | 10261.9 | 25.3713 | 9006.95 | 8973.62 | 8914.72 | 8914.72 | 8789.02 | 8786.51 | 1165.81 | 0 | 0 | 0.7207 | 0 | 8785.79 | 943.548 | 8393.7 | 8351.7275
5947 | 1990-09-05 18:00 | 1 | 5 | 0 | 22.8 | 3.1 | -9900 | -5.3446 | 281.361 | 90 | 0 |  | 1 | 0 | 0 | 0.00038053 | 0 | 0 | 0 | 0 | 0 | 0 | 0 | 0 | 0 | 22.8 | 0 | 0 | 0 | 0 | 0 | 0 | 790 | 0 | 0 | 0 | 0 | 0 | 790 | 0 | 0
5948 | 1990-09-05 19:00 | 0 | 0 | 0 | 22.2 | 2.1 | -9900
5949 | 1990-09-05 20:00 | 0 | 0 | 0 | 22.2 | 2.1 | -9900
5950 | 1990-09-05 21:00 | 0 | 0 | 0 | 21.7 | 3.1 | -9900
5951 | 1990-09-05 22:00 | 0 | 0 | 0 | 21.7 | 2.6 | -9900
5952 | 1990-09-05 23:00 | 0 | 0 | 0 | 21.7 | 3.1 | -9900
5953 | 1990-09-06 | 0 | 0 | 0 | 21.7 | 3.1 | -9900
5954 | 1990-09-06 01:00 | 0 | 0 | 0 | 21.7 | 2.6 | -9900
5955 | 1990-09-06 02:00 | 0 | 0 | 0 | 21.7 | 2.6 | -9900
5956 | 1990-09-06 03:00 | 0 | 0 | 0 | 21.7 | 2.6 | -9900
5957 | 1990-09-06 04:00 | 0 | 0 | 0 | 21.7 | 1.5 | -9900
5958 | 1990-09-06 05:00 | 27 | 103 | 15 | 22.2 | 2.1 | -9900 | -0.10439 | 82.3039 | 89.5396 | 0 |  | 27 | 1.1081 | 15.6637 | 0.010274 | 0 | 14.6473 | 0 | 0 | 14.0136 | 0 | 13.7333 | 13.7313 | 3399.37 | 22.9514 | 2413.61 | 2429.01 | 2414.73 | 2414.73 | 2380.92 | 2380.84 | 1483.06 | 0 | 0 | 0.11461 | 0 | 2380.73 | 950 | 2262.09 | 2250.7839
5959 | 1990-09-06 06:00 | 155 | 469 | 53 | 23.9 | 1.5 | -9900 | 12.4721 | 90.3752 | 79.0883 | 0 |  | 155 | 89.2908 | 51.5994 | 0.058982 | 85.477 | 48.4262 | 0.058982 | 66.9932 | 46.3295 | 0 | 111.056 | 110.873 | 27442.9 | 30.1348 | 26037.1 | 25480.2 | 25240.2 | 25240.2 | 24886.9 | 24876.5 | 1490.94 | 0 | 0 | 12.8791 | 0 | 24863.6 | 950 | 24084.7 | 23964.3203
5960 | 1990-09-06 07:00 | 363 | 726 | 53 | 25 | 2.6 | -9900 | 25.0336 | 98.8818 | 66.0144 | 0 |  | 363 | 297.416 | 53.5998 | 0.13813 | 289.001 | 50.2152 | 0.13813 | 267.84 | 48.0418 | 0 | 309.564 | 309.175 | 76531.8 | 41.5371 | 75727.2 | 70908.4 | 70431.4 | 70431.4 | 69445.4 | 69371.3 | 1511.9 | 0 | 0 | 95.9841 | 0 | 69275.3 | 949.999 | 67936.1 | 67596.4219
5961 | 1990-09-06 08:00 | 585 | 849 | 69 | 26.1 | 3.6 | -9900 | 37.2715 | 108.879 | 53.1505 | 0 |  | 585 | 510.303 | 70.233 | 0.22261 | 493.466 | 65.7672 | 0.22261 | 476.993 | 62.9209 | 0 | 529.115 | 528.512 | 130830 | 53.1116 | 130954 | 116897 | 116029 | 116029 | 114405 | 114217 | 1509.9 | 0 | 0 | 268.952 | 0 | 113948 | 950 | 112073 | 111512.8828
5962 | 1990-09-06 09:00 | 758 | 899 | 80 | 26.1 | 5.2 | -9900 | 48.6634 | 122.12 | 40.9151 | 0 |  | 758 | 681.476 | 81.706 | 0.28844 | 645.569 | 76.4862 | 0.28844 | 635.178 | 73.1763 | 0 | 694.187 | 693.371 | 171647 | 59.0491 | 172271 | 149462 | 148761 | 148761 | 146668 | 146349 | 1489.89 | 0 | 0 | 434.191 | 0 | 145915 | 950 | 143400 | 142683.4531
5963 | 1990-09-06 10:00 | 875 | 924 | 87 | 26.7 | 5.2 | -9900 | 58.1011 | 141.68 | 30.2749 | 0 |  | 875 | 800.728 | 89.0917 | 0.33296 | 738.851 | 83.3758 | 0.33296 | 733.061 | 79.7681 | 0 | 796.572 | 795.679 | 196970 | 64.5108 | 197647 | 166485 | 165462 | 165462 | 163141 | 162718 | 1458 | 0 | 0 | 491.7 | 0 | 162226 | 950 | 159393 | 158596.2969
5964 | 1990-09-06 11:00 | 932 | 939 | 90 | 27.2 | 6.2 | -9900 | 63.2916 | 170.58 | 23.6541 | 0 |  | 932 | 862.955 | 92.4588 | 0.35465 | 814.656 | 86.5006 | 0.35465 | 810.927 | 82.7578 | 0 | 875.811 | 874.677 | 216536 | 66.916 | 217210 | 181461 | 180226 | 180226 | 177702 | 177219 | 1476.36 | 0 | 0 | 581.775 | 0 | 176637 | 950 | 173483 | 172615.9844
5965 | 1990-09-06 12:00 | 919 | 938 | 89 | 26.7 | 6.7 | -9900 | 61.7363 | 203.071 | 24.5249 | 0 |  | 919 | 857.165 | 91.8357 | 0.34971 | 840.152 | 85.8897 | 0.34971 | 835.975 | 82.1737 | 0 | 899.785 | 899.236 | 222608 | 66.6127 | 223373 | 188058 | 186773 | 186773 | 184158 | 183682 | 1532.14 | 0 | 0 | 674.608 | 0 | 183007 | 950 | 179716 | 178817.0469
5966 | 1990-09-06 13:00 | 834 | 917 | 85 | 26.7 | 5.7 | -9900 | 54.3153 | 227.788 | 32.2531 | 0 |  | 834 | 779.476 | 88.1604 | 0.31736 | 779.476 | 82.4251 | 0.31736 | 772.343 | 78.8592 | 0 | 834.178 | 834.13 | 206506 | 65.4464 | 207365 | 176091 | 175820 | 175820 | 173358 | 172976 | 1585.67 | 0 | 0 | 653.805 | 0 | 172322 | 950 | 169282 | 168435.9219
5967 | 1990-09-06 14:00 | 694 | 887 | 76 | 26.7 | 6.2 | -9900 | 43.8165 | 244.1 | 43.3193 | 0 |  | 694 | 648.894 | 79.2621 | 0.26409 | 462.373 | 74.0798 | 0.26409 | 453.286 | 70.8752 | 0 | 513.678 | 514.943 | 127506 | 50.0818 | 127588 | 112432 | 111909 | 111909 | 105593 | 105397 | 1517.8 | 0 | 0 | 277.163 | 855.895 | 104264 | 938.058 | 102453 | 101940.9688
5968 | 1990-09-06 15:00 | 509 | 833 | 63 | 26.7 | 5.2 | -9900 | 31.9565 | 255.623 | 55.7193 | 0 |  | 509 | 474.151 | 66.0898 | 0.19369 | 323.922 | 61.7422 | 0.19369 | 310.559 | 59.0716 | 0 | 362.238 | 361.583 | 89535.2 | 43.8825 | 89106.5 | 81063.5 | 80455.6 | 80455.6 | 77973.2 | 77861.3 | 1503.49 | 0 | 0 | 114.526 | 0 | 77746.8 | 950 | 76364.9 | 75983.0312
5969 | 1990-09-06 16:00 | 290 | 717 | 46 | 26.7 | 4.6 | -9900 | 19.519 | 264.792 | 68.6506 | 0 |  | 290 | 265.559 | 48.6183 | 0.11035 | 193.722 | 45.3873 | 0.11035 | 175.795 | 43.4243 | 0 | 214.835 | 214.937 | 53215.4 | 37.1965 | 52168.5 | 49311.1 | 48878 | 48878 | 45797.8 | 45749.9 | 1391.91 | 0 | 0 | -19.8314 | 149.576 | 45620.1 | 939.343 | 44598.1 | 44375.0625
5970 | 1990-09-06 17:00 | 80 | 422 | 26 | 25 | 4.6 | -9900 | 6.9025 | 272.982 | 81.7455 | 0 |  | 80 | 64.4324 | 28.1062 | 0.030442 | 19.8695 | 26.1568 | 0.030442 | 14.2481 | 25.0263 | 0 | 38.4889 | 38.557 | 9542.65 | 26.8829 | 8338.06 | 8243.77 | 8152.2 | 8152.2 | 7874.25 | 7871.49 | 1033.85 | 0 | 0 | 0.40157 | 0 | 7871.09 | 917.596 | 7524.44 | 7486.8184
5971 | 1990-09-06 18:00 | 4 | 13 | 2 | 23.3 | 4.1 | -9900 | -5.622 | 281.097 | 90 | 0 |  | 4 | 0 | 1.3091 | 0.0015221 | 0 | 1.2243 | 0 | 0 | 1.1714 | 0 | 1.1479 | 1.1472 | 283.998 | 23.3573 | 26.9145 | 26.8881 | 26.5388 | 26.5388 | 26.1673 | 26.1673 | 1403.49 | 0 | 0 | 1.2652e-05 | 0 | 26.1673 | 950 | 24.8156 | 24.6915
5972 | 1990-09-06 19:00 | 0 | 0 | 0 | 23.3 | 4.1 | -9900
5973 | 1990-09-06 20:00 | 0 | 0 | 0 | 23.3 | 2.6 | -9900
5974 | 1990-09-06 21:00 | 0 | 0 | 0 | 23.3 | 3.1 | -9900
5975 | 1990-09-06 22:00 | 0 | 0 | 0 | 22.8 | 2.1 | -9900
5976 | 1990-09-06 23:00 | 0 | 0 | 0 | 22.2 | 2.1 | -9900
5977 | 1990-09-07 | 0 | 0 | 0 | 21.7 | 2.6 | -9900
5978 | 1990-09-07 01:00 | 0 | 0 | 0 | 21.7 | 2.1 | -9900
5979 | 1990-09-07 02:00 | 0 | 0 | 0 | 21.1 | 2.1 | -9900
5980 | 1990-09-07 03:00 | 0 | 0 | 0 | 21.1 | 2.1 | -9900
5981 | 1990-09-07 04:00 | 0 | 0 | 0 | 20.6 | 2.1 | -9900
5982 | 1990-09-07 05:00 | 21 | 40 | 16 | 21.1 | 2.1 | -9900 | -0.23701 | 82.6632 | 89.5689 | 0 |  | 21 | 0.43232 | 13.2324 | 0.0079911 | 0 | 12.3833 | 0 | 0 | 11.8475 | 0 | 11.6106 | 11.6061 | 2873.19 | 21.7351 | 1930.47 | 1948.4 | 1937.92 | 1937.92 | 1910.79 | 1910.74 | 1471.64 | 0 | 0 | 0.075244 | 0 | 1910.66 | 950 | 1814.77 | 1805.6995
5983 | 1990-09-07 06:00 | 144 | 426 | 52 | 23.3 | 3.1 | -9900 | 12.3443 | 90.745 | 79.1928 | 0 |  | 144 | 80.5878 | 50.6353 | 0.054796 | 77.0179 | 47.5242 | 0.054796 | 60.1737 | 45.4665 | 0 | 103.527 | 103.428 | 25600.5 | 28.7077 | 24190.4 | 23809.2 | 23575.2 | 23575.2 | 23245.1 | 23236.2 | 1493.64 | 0 | 0 | 11.3682 | 0 | 23224.8 | 950 | 22467 | 22354.6797
5984 | 1990-09-07 07:00 | 363 | 662 | 82 | 26.1 | 2.1 | -9900 | 24.8987 | 99.2774 | 66.123 | 0 |  | 363 | 269.804 | 81.9998 | 0.13813 | 261.887 | 76.8696 | 0.13813 | 242.577 | 73.5421 | 0 | 309.797 | 309.448 | 76600.8 | 43.0326 | 75793.1 | 70552.1 | 70068.3 | 70068.3 | 69087.4 | 69015.9 | 1519.88 | 0 | 0 | 97.7645 | 0 | 68918.1 | 949.999 | 67581.6 | 67243.6719
5985 | 1990-09-07 08:00 | 575 | 771 | 108 | 27.8 | 2.1 | -9900 | 37.1144 | 109.318 | 53.2773 | 0 |  | 575 | 462.145 | 109.54 | 0.2188 | 446.798 | 102.606 | 0.2188 | 431.773 | 98.1648 | 0 | 519.339 | 518.744 | 128412 | 56.185 | 128492 | 113196 | 112376 | 112376 | 110802 | 110632 | 1525.81 | 0 | 0 | 259.215 | 0 | 110373 | 949.999 | 108562 | 108019.2891
5986 | 1990-09-07 09:00 | 752 | 835 | 125 | 27.8 | 5.7 | -9900 | 48.4622 | 122.613 | 41.082 | 0 |  | 752 | 630.575 | 127.728 | 0.28616 | 596.643 | 119.599 | 0.28616 | 586.943 | 114.424 | 0 | 687.339 | 686.497 | 169946 | 59.6887 | 170550 | 147666 | 147029 | 147029 | 144967 | 144661 | 1505.86 | 0 | 0 | 436.218 | 0 | 144225 | 950 | 141749 | 141040.3438
5987 | 1990-09-07 10:00 | 871 | 866 | 136 | 28.3 | 6.2 | -9900 | 57.8261 | 142.183 | 30.5168 | 0 |  | 871 | 747.272 | 138.581 | 0.33144 | 688.673 | 129.688 | 0.33144 | 683.179 | 124.077 | 0 | 791.111 | 789.798 | 195518 | 64.162 | 196192 | 165772 | 164845 | 164845 | 162535 | 162123 | 1466.36 | 0 | 0 | 495.78 | 0 | 161627 | 950 | 158809 | 158014.6562
5988 | 1990-09-07 11:00 | 924 | 877 | 140 | 27.8 | 5.7 | -9900 | 62.9326 | 170.878 | 23.998 | 0 |  | 924 | 803.941 | 143.125 | 0.35161 | 758.947 | 133.901 | 0.35161 | 755.363 | 128.107 | 0 | 865.801 | 864.724 | 214072 | 67.9676 | 214759 | 178661 | 177506 | 177506 | 175020 | 174558 | 1484.21 | 0 | 0 | 574.485 | 0 | 173984 | 950 | 170892 | 170037.5781
5989 | 1990-09-07 12:00 | 906 | 871 | 138 | 27.8 | 6.2 | -9900 | 61.3553 | 202.979 | 24.9032 | 0 |  | 906 | 793.585 | 141.697 | 0.34476 | 777.833 | 132.523 | 0.34476 | 773.836 | 126.789 | 0 | 882.613 | 882.173 | 218382 | 67.8564 | 219170 | 183522 | 182337 | 182337 | 179784 | 179351 | 1555.56 | 0 | 0 | 664.426 | 0 | 178686 | 950 | 175496 | 174618.7812
5990 | 1990-09-07 13:00 | 820 | 847 | 132 | 26.7 | 6.2 | -9900 | 53.9704 | 227.501 | 32.5882 | 0 |  | 820 | 716.454 | 137.827 | 0.31204 | 716.282 | 128.849 | 0.31204 | 709.57 | 123.275 | 0 | 816.188 | 816.183 | 202060 | 63.76 | 202913 | 173625 | 173336 | 173336 | 170909 | 170539 | 1580.27 | 0 | 0 | 636.154 | 0 | 169902 | 950 | 166918 | 166083.5469
5991 | 1990-09-07 14:00 | 682 | 814 | 118 | 26.7 | 6.2 | -9900 | 43.5089 | 243.783 | 43.6115 | 0 |  | 682 | 592.668 | 123.635 | 0.25952 | 423.599 | 115.531 | 0.25952 | 415.135 | 110.534 | 0 | 515.156 | 515.296 | 127590 | 50.0978 | 127637 | 113047 | 112280 | 112280 | 106961 | 106766 | 1506.09 | 0 | 0 | 244.512 | 0 | 106521 | 936.547 | 104684 | 104160.1406
5992 | 1990-09-07 15:00 | 488 | 736 | 97 | 26.7 | 5.2 | -9900 | 31.6723 | 255.319 | 55.9862 | 0 |  | 488 | 416.151 | 101.934 | 0.1857 | 282.996 | 95.2065 | 0.1857 | 271.129 | 91.0885 | 0 | 354.974 | 355.214 | 87956.9 | 43.5799 | 87444.6 | 79990.8 | 79435 | 79435 | 77457.9 | 77352.3 | 1503.72 | 0 | 0 | 96.0121 | 0 | 77256.3 | 950 | 75880.7 | 75501.3047
5993 | 1990-09-07 16:00 | 265 | 581 | 70 | 26.7 | 3.1 | -9900 | 19.2459 | 264.506 | 68.906 | 0 |  | 265 | 212.671 | 74.0507 | 0.10084 | 154.687 | 69.0929 | 0.10084 | 140.1 | 66.1051 | 0 | 202.081 | 202.077 | 50031 | 37.2655 | 48890.8 | 46303.4 | 45927.8 | 45927.8 | 44046.3 | 44004.1 | 1378.87 | 0 | 0 | -76.8689 | 0 | 44080.9 | 939.428 | 43064 | 42848.668
5994 | 1990-09-07 17:00 | 66 | 241 | 36 | 25 | 3.6 | -9900 | 6.6306 | 272.709 | 81.9994 | 0 |  | 66 | 36.1186 | 38.2696 | 0.025115 | 10.6119 | 35.6281 | 0.025115 | 7.8933 | 34.0882 | 0 | 41.1418 | 41.1776 | 10192.4 | 27.1045 | 8926.85 | 8842.42 | 8776.09 | 8776.09 | 8653.22 | 8651.22 | 1191.12 | 0 | 0 | 0.88331 | 0 | 8650.33 | 950 | 8260.37 | 8219.0713
5995 | 1990-09-07 18:00 | 2 | 1 | 1 | 23.9 | 2.6 | -9900 | -5.9011 | 280.832 | 90 | 0 |  | 2 | 0 | 0.62318 | 0.00076106 | 0 | 0.58282 | 0 | 0 | 0.55761 | 0 | 0.54646 | 0.54619 | 135.217 | 23.9292 | 6.1195 | 6.1155 | 0.28058 | 0.27848 | 0.26984 | 0.26984 | 317.645 | 0 | 0 | 0 | 0.23454 | 0.035303 | 901.889 | 0.033939 | 0.033769
5996 | 1990-09-07 19:00 | 0 | 0 | 0 | 23.3 | 2.6 | -9900
5997 | 1990-09-07 20:00 | 0 | 0 | 0 | 23.3 | 3.1 | -9900
5998 | 1990-09-07 21:00 | 0 | 0 | 0 | 22.8 | 2.6 | -9900
5999 | 1990-09-07 22:00 | 0 | 0 | 0 | 22.2 | 2.6 | -9900
6000 | 1990-09-07 23:00 | 0 | 0 | 0 | 22.2 | 2.1 | -9900
6001 | 1990-09-08 | 0 | 0 | 0 | 21.7 | 1.5 | -9900
6002 | 1990-09-08 01:00 | 0 | 0 | 0 | 21.7 | 1.5 | -9900
6003 | 1990-09-08 02:00 | 0 | 0 | 0 | 21.7 | 1.5 | -9900
6004 | 1990-09-08 03:00 | 0 | 0 | 0 | 20.6 | 1.5 | -9900
6005 | 1990-09-08 04:00 | 0 | 0 | 0 | 21.1 | 1.5 | -9900
6006 | 1990-09-08 05:00 | 21 | 54 | 15 | 21.1 | 0 | -9900 | -0.36976 | 83.0244 | 89.5982 | 0 |  | 21 | 0.48349 | 12.4783 | 0.0079911 | 0 | 11.6766 | 0 | 0 | 11.1714 | 0 | 10.948 | 10.9466 | 2709.98 | 21.759 | 1781.81 | 1797.65 | 1787.8 | 1787.8 | 1762.77 | 1762.72 | 1497.8 | 0 | 0 | 0.066105 | 0 | 1762.66 | 950 | 1673.99 | 1665.6233
6007 | 1990-09-08 06:00 | 148 | 471 | 46 | 22.8 | 2.1 | -9900 | 12.2159 | 91.1163 | 79.2976 | 0 |  | 148 | 89.406 | 44.7394 | 0.056319 | 85.6261 | 42.0023 | 0.056319 | 66.6913 | 40.1836 | 0 | 104.737 | 104.715 | 25919.5 | 28.5298 | 24514.2 | 24133.6 | 23843.6 | 23843.6 | 23509.8 | 23500.2 | 1472.96 | 0 | 0 | 11.4176 | 0 | 23488.8 | 950 | 22731.4 | 22617.7031
6008 | 1990-09-08 07:00 | 366 | 696 | 73 | 24.4 | 0 | -9900 | 24.7626 | 99.6742 | 66.2326 | 0 |  | 366 | 281.55 | 73.3593 | 0.13927 | 273.17 | 68.7568 | 0.13927 | 252.884 | 65.7807 | 0 | 312.291 | 311.919 | 77211.7 | 43.1791 | 76415.8 | 71060.9 | 70564.4 | 70564.4 | 69576.2 | 69503.9 | 1514.88 | 0 | 0 | 98.6705 | 0 | 69405.2 | 950 | 68065.8 | 67725.4219
6009 | 1990-09-08 08:00 | 578 | 800 | 94 | 26.7 | 2.1 | -9900 | 36.9555 | 109.757 | 53.406 | 0 |  | 578 | 479.284 | 95.5108 | 0.21995 | 463.809 | 89.4723 | 0.21995 | 448.103 | 85.5999 | 0 | 523.029 | 522.368 | 129307 | 55.2833 | 129405 | 114440 | 113771 | 113771 | 112178 | 111998 | 1512.33 | 0 | 0 | 264.164 | 0 | 111734 | 950 | 109899 | 109349.375
6010 | 1990-09-08 09:00 | 748 | 853 | 109 | 27.2 | 3.1 | -9900 | 48.2584 | 123.105 | 41.2516 | 0 |  | 748 | 643.016 | 111.009 | 0.28464 | 606.967 | 103.916 | 0.28464 | 596.999 | 99.4196 | 0 | 682.49 | 681.675 | 168752 | 62.8412 | 169345 | 144361 | 143769 | 143769 | 141741 | 141444 | 1497.26 | 0 | 0 | 399.173 | 0 | 141045 | 950 | 138631 | 137937.7812
6011 | 1990-09-08 10:00 | 867 | 883 | 119 | 27.8 | 4.6 | -9900 | 57.5482 | 142.682 | 30.7622 | 0 |  | 867 | 760.901 | 121.52 | 0.32992 | 700.015 | 113.723 | 0.32992 | 694.33 | 108.802 | 0 | 787.07 | 786.095 | 194598 | 66.1892 | 195264 | 163211 | 162233 | 162233 | 159960 | 159549 | 1447.95 | 0 | 0 | 466.056 | 0 | 159083 | 950 | 156320 | 155538.375
6012 | 1990-09-08 11:00 | 920 | 895 | 123 | 27.2 | 5.2 | -9900 | 62.5714 | 171.171 | 24.3444 | 0 |  | 920 | 817.712 | 126.013 | 0.35009 | 770.806 | 117.892 | 0.35009 | 767.053 | 112.791 | 0 | 862.247 | 860.5 | 213032 | 68.0911 | 213719 | 177576 | 176613 | 176613 | 174140 | 173684 | 1482.89 | 0 | 0 | 567.096 | 0 | 173117 | 950 | 170045 | 169194.9062
6013 | 1990-09-08 12:00 | 904 | 891 | 122 | 27.2 | 6.2 | -9900 | 60.9724 | 202.889 | 25.2836 | 0 |  | 904 | 808.513 | 125.528 | 0.344 | 792.465 | 117.401 | 0.344 | 788.257 | 112.321 | 0 | 882.567 | 881.932 | 218322 | 67.2455 | 219110 | 183975 | 182753 | 182753 | 180194 | 179740 | 1534.78 | 0 | 0 | 651.737 | 0 | 179088 | 950 | 175889 | 175009.9844
6014 | 1990-09-08 13:00 | 822 | 873 | 115 | 27.8 | 4.6 | -9900 | 53.6229 | 227.219 | 32.9261 | 0 |  | 822 | 736.719 | 118.933 | 0.3128 | 735.307 | 111.196 | 0.3128 | 728.249 | 106.385 | 0 | 817.942 | 817.921 | 202494 | 67.7435 | 203344 | 170828 | 170311 | 170311 | 167926 | 167568 | 1582.87 | 0 | 0 | 604.754 | 0 | 166963 | 950 | 164046 | 163225.6719
6015 | 1990-09-08 14:00 | 679 | 834 | 104 | 27.8 | 4.6 | -9900 | 43.1988 | 243.468 | 43.9065 | 0 |  | 679 | 604.716 | 109.289 | 0.25838 | 432.348 | 102.122 | 0.25838 | 423.559 | 97.7047 | 0 | 510.839 | 511.139 | 126564 | 52.7617 | 126609 | 110484 | 109766 | 109766 | 104262 | 104076 | 1504.12 | 0 | 0 | 239.9 | 0 | 103837 | 934.943 | 102062 | 101552.1094
6016 | 1990-09-08 15:00 | 488 | 763 | 85 | 26.7 | 5.2 | -9900 | 31.3858 | 255.017 | 56.2556 | 0 |  | 488 | 429.418 | 89.6477 | 0.1857 | 290.674 | 83.7253 | 0.1857 | 278.283 | 80.104 | 0 | 351.219 | 351.159 | 86948.3 | 43.3871 | 86435.9 | 79036.4 | 78184 | 78184 | 76132.5 | 76031.1 | 1514 | 0 | 0 | 112.63 | 0 | 75918.5 | 949.999 | 74555 | 74182.2188
6017 | 1990-09-08 16:00 | 267 | 620 | 61 | 25.6 | 5.2 | -9900 | 18.9706 | 264.221 | 69.1634 | 0 |  | 267 | 225.149 | 64.7918 | 0.1016 | 163.338 | 60.4458 | 0.1016 | 147.641 | 57.832 | 0 | 201.363 | 201.314 | 49842.9 | 35.1665 | 48713.6 | 46513.7 | 46076.7 | 46076.7 | 43961.5 | 43918.7 | 1388.31 | 0 | 0 | -56.341 | 7.3698 | 43967.6 | 938.136 | 42959.5 | 42744.668
6018 | 1990-09-08 17:00 | 66 | 279 | 32 | 24.4 | 4.1 | -9900 | 6.357 | 272.436 | 82.255 | 0 |  | 66 | 41.3336 | 34.4897 | 0.025115 | 12.1822 | 32.0921 | 0.025115 | 9.1321 | 30.7052 | 0 | 39.0405 | 39.081 | 9673.13 | 26.3525 | 8430.02 | 8370.34 | 8284.29 | 8284.29 | 8163.94 | 8161.86 | 1151.75 | 0 | 0 | 0.64206 | 0 | 8161.22 | 943.703 | 7792.79 | 7753.8286
6019 | 1990-09-08 18:00 | 1 | 1 | 1 | 22.8 | 3.1 | -9900 | -6.1816 | 280.566 | 90 | 0 |  | 1 | 0 | 1.0849 | 0.00038053 | 0 | 1.0146 | 0 | 0 | 0.97071 | 0 | 0.9513 | 0.95106 | 235.449 | 22.8497 | 18.5275 | 18.5036 | 17.3468 | 17.3468 | 17.1039 | 17.1039 | 1362.85 | 0 | 0 | 5.0687e-06 | 0 | 17.1039 | 950 | 16.2203 | 16.1392
6020 | 1990-09-08 19:00 | 0 | 0 | 0 | 22.8 | 2.1 | -9900
6021 | 1990-09-08 20:00 | 0 | 0 | 0 | 22.2 | 2.1 | -9900
6022 | 1990-09-08 21:00 | 0 | 0 | 0 | 22.2 | 2.1 | -9900
6023 | 1990-09-08 22:00 | 0 | 0 | 0 | 22.2 | 2.1 | -9900
6024 | 1990-09-08 23:00 | 0 | 0 | 0 | 22.2 | 1.5 | -9900
6025 | 1990-09-09 | 0 | 0 | 0 | 21.7 | 2.1 | -9900
6026 | 1990-09-09 01:00 | 0 | 0 | 0 | 21.1 | 1.5 | -9900
6027 | 1990-09-09 02:00 | 0 | 0 | 0 | 20.6 | 0 | -9900
6028 | 1990-09-09 03:00 | 0 | 0 | 0 | 21.1 | 1.5 | -9900
6029 | 1990-09-09 04:00 | 0 | 0 | 0 | 20 | 2.1 | -9900
6030 | 1990-09-09 05:00 | 22 | 36 | 17 | 20.6 | 0 | -9900 | -0.50265 | 83.3874 | 89.6257 | 0 |  | 22 | 0.37532 | 13.9551 | 0.0083717 | 0 | 13.0583 | 0 | 0 | 12.4933 | 0 | 12.2435 | 12.2381 | 3029.69 | 21.3368 | 2073.62 | 2095.94 | 2084.66 | 2084.66 | 2055.48 | 2055.41 | 1444.8 | 0 | 0 | 0.083292 | 0 | 2055.33 | 950 | 1952.4 | 1942.639
6031 | 1990-09-09 06:00 | 135 | 364 | 57 | 21.1 | 3.1 | -9900 | 12.0868 | 91.4891 | 79.403 | 0 |  | 135 | 68.4156 | 55.6334 | 0.051372 | 65.5073 | 52.2053 | 0.051372 | 50.8468 | 49.945 | 0 | 98.7759 | 98.7551 | 24444.8 | 26.2634 | 23031.2 | 22886.8 | 22655 | 22655 | 22337.8 | 22329.6 | 1485.95 | 0 | 0 | 10.5162 | 0 | 22319.1 | 950 | 21573.5 | 21465.6465
6032 | 1990-09-09 07:00 | 339 | 643 | 69 | 22.8 | 3.1 | -9900 | 24.6253 | 100.072 | 66.3433 | 0 |  | 339 | 259.659 | 69.3855 | 0.129 | 252.263 | 65.0363 | 0.129 | 233.401 | 62.2212 | 0 | 289.71 | 289.342 | 71622.9 | 37.9282 | 70734.9 | 67207.7 | 66807.3 | 66807.3 | 65871.9 | 65808.5 | 1516.04 | 0 | 0 | 90.7263 | 0 | 65717.8 | 950 | 64405.6 | 64083.5469
6033 | 1990-09-09 08:00 | 570 | 807 | 84 | 25 | 4.1 | -9900 | 36.7946 | 110.197 | 53.5365 | 0 |  | 570 | 481.586 | 85.3961 | 0.2169 | 465.722 | 79.9661 | 0.2169 | 449.833 | 76.5054 | 0 | 515.812 | 515.018 | 127487 | 50.7299 | 127557 | 115039 | 114381 | 114381 | 112780 | 112593 | 1502.62 | 0 | 0 | 262.66 | 0 | 112331 | 950 | 110485 | 109932.875
6034 | 1990-09-09 09:00 | 744 | 864 | 98 | 25.6 | 5.2 | -9900 | 48.0519 | 123.595 | 41.4239 | 0 |  | 744 | 650.44 | 99.9682 | 0.28311 | 613.393 | 93.5817 | 0.28311 | 603.214 | 89.5321 | 0 | 678.892 | 678.003 | 167842 | 57.8189 | 168428 | 146878 | 146290 | 146290 | 144215 | 143905 | 1482.51 | 0 | 0 | 399.676 | 0 | 143506 | 950 | 141038 | 140333.25
6035 | 1990-09-09 10:00 | 863 | 897 | 106 | 27.8 | 5.2 | -9900 | 57.2674 | 143.177 | 31.0108 | 0 |  | 863 | 770.478 | 108.433 | 0.3284 | 704.757 | 101.476 | 0.3284 | 698.935 | 97.0853 | 0 | 780.1 | 778.903 | 192815 | 64.8136 | 193472 | 162636 | 161800 | 161800 | 159326 | 158908 | 1440.31 | 0 | 0 | 249.229 | 0 | 158659 | 950 | 155906 | 155126.4375
6036 | 1990-09-09 11:00 | 909 | 900 | 110 | 27.2 | 5.2 | -9900 | 62.2082 | 171.459 | 24.6932 | 0 |  | 909 | 820.211 | 112.887 | 0.3459 | 772.016 | 105.613 | 0.3459 | 768.141 | 101.043 | 0 | 851.8 | 850.431 | 210533 | 67.6126 | 211226 | 175847 | 175107 | 175107 | 172655 | 172201 | 1471.57 | 0 | 0 | 550.017 | 0 | 171650 | 950 | 168612 | 167768.8594
6037 | 1990-09-09 12:00 | 905 | 909 | 109 | 27.8 | 5.2 | -9900 | 60.5877 | 202.802 | 25.6657 | 0 |  | 905 | 823.464 | 112.349 | 0.34438 | 805.952 | 105.075 | 0.34438 | 801.53 | 100.529 | 0 | 884.018 | 883.35 | 218679 | 69.777 | 219459 | 182029 | 181049 | 181049 | 178515 | 178076 | 1539.79 | 0 | 0 | 646.755 | 0 | 177429 | 950 | 174270 | 173398.4219
6038 | 1990-09-09 13:00 | 819 | 888 | 103 | 26.7 | 5.2 | -9900 | 53.2732 | 226.94 | 33.2665 | 0 |  | 819 | 746.59 | 106.711 | 0.31165 | 745.158 | 99.7694 | 0.31165 | 737.834 | 95.4531 | 0 | 816.621 | 816.47 | 202132 | 65.4988 | 202982 | 172293 | 171761 | 171761 | 169356 | 168980 | 1572.03 | 0 | 0 | 607.406 | 0 | 168372 | 950 | 165423 | 164595.9844
6039 | 1990-09-09 14:00 | 680 | 857 | 93 | 27.2 | 5.2 | -9900 | 42.8862 | 243.156 | 44.2042 | 0 |  | 680 | 617.845 | 96.8583 | 0.25876 | 441.873 | 90.5261 | 0.25876 | 432.735 | 86.61 | 0 | 508.958 | 509.341 | 126119 | 51.404 | 126168 | 110690 | 109958 | 109958 | 104124 | 103940 | 1515.24 | 0 | 0 | 251.68 | 261.769 | 103427 | 935.326 | 101657 | 101148.2578
6040 | 1990-09-09 15:00 | 489 | 789 | 76 | 28.3 | 4.1 | -9900 | 31.097 | 254.715 | 56.5273 | 0 |  | 489 | 440.593 | 80.3869 | 0.18608 | 297.52 | 75.0722 | 0.18608 | 284.63 | 71.8252 | 0 | 349.326 | 349.059 | 86430.6 | 45.7387 | 85924.3 | 77650.7 | 76673.7 | 76673.7 | 74621 | 74520 | 1489.83 | 0 | 0 | 119.961 | 0 | 74400.1 | 949.999 | 73056.3 | 72691.0547
6041 | 1990-09-09 16:00 | 267 | 647 | 55 | 28.3 | 3.6 | -9900 | 18.6935 | 263.935 | 69.4229 | 0 |  | 267 | 232.22 | 58.4673 | 0.1016 | 167.781 | 54.5558 | 0.1016 | 151.338 | 52.1966 | 0 | 199.464 | 199.331 | 49353.4 | 38.4876 | 48228.7 | 45400.8 | 44941.8 | 44941.8 | 42711.8 | 42671.5 | 1404.99 | 0 | 0 | -21.4739 | 22.1372 | 42670.8 | 937.187 | 41678.8 | 41470.4492
6042 | 1990-09-09 17:00 | 64 | 308 | 29 | 25.6 | 4.1 | -9900 | 6.0817 | 272.162 | 82.5122 | 0 |  | 64 | 42.9994 | 31.4705 | 0.024354 | 13.3264 | 29.2705 | 0.024354 | 9.7601 | 28.0056 | 0 | 37.0104 | 37.0692 | 9175.06 | 27.4519 | 7951.19 | 7860.62 | 7769.44 | 7769.44 | 7639.02 | 7636.95 | 1089.73 | 0 | 0 | 0.41888 | 0 | 7636.54 | 934.615 | 7291.75 | 7255.291
6043 | 1990-09-09 18:00 | 2 | 1 | 1 | 24.4 | 3.1 | -9900 | -6.4635 | 280.299 | 90 | 0 |  | 2 | 0 | 0.62723 | 0.00076106 | 0 | 0.58661 | 0 | 0 | 0.56123 | 0 | 0.55 | 0.54988 | 136.131 | 24.4288 | 6.2052 | 6.2031 | 0.34848 | 0.3464 | 0.33614 | 0.33614 | 381.352 | 0 | 0 | 0 | 0.22848 | 0.10766 | 819.353 | 0.1035 | 0.10298
6044 | 1990-09-09 19:00 | 0 | 0 | 0 | 23.3 | 3.1 | -9900
6045 | 1990-09-09 20:00 | 0 | 0 | 0 | 22.8 | 3.1 | -9900
6046 | 1990-09-09 21:00 | 0 | 0 | 0 | 22.8 | 2.1 | -9900
6047 | 1990-09-09 22:00 | 0 | 0 | 0 | 22.2 | 2.1 | -9900
6048 | 1990-09-09 23:00 | 0 | 0 | 0 | 21.7 | 2.1 | -9900
6049 | 1990-09-10 | 0 | 0 | 0 | 20.6 | 2.6 | -9900
6050 | 1990-09-10 01:00 | 0 | 0 | 0 | 20 | 3.1 | -9900
6051 | 1990-09-10 02:00 | 0 | 0 | 0 | 20.6 | 2.1 | -9900
6052 | 1990-09-10 03:00 | 0 | 0 | 0 | 20.6 | 2.1 | -9900
6053 | 1990-09-10 04:00 | 0 | 0 | 0 | 20.6 | 2.1 | -9900
6054 | 1990-09-10 05:00 | 20 | 47 | 15 | 20 | 2.6 | -9900 | -0.63572 | 83.752 | 89.648 | 0 |  | 20 | 0.35301 | 12.4711 | 0.0076106 | 0 | 11.6688 | 0 | 0 | 11.164 | 0 | 10.9407 | 10.9356 | 2707.22 | 20.5849 | 1779.19 | 1800.63 | 1790.79 | 1790.79 | 1765.72 | 1765.67 | 1512.97 | 0 | 0 | 0.067012 | 0 | 1765.61 | 950 | 1676.79 | 1668.4078
6055 | 1990-09-10 06:00 | 142 | 451 | 47 | 22.8 | 2.6 | -9900 | 11.9571 | 91.8632 | 79.5089 | 0 |  | 142 | 83.385 | 45.7687 | 0.054035 | 79.821 | 42.9685 | 0.054035 | 61.739 | 41.108 | 0 | 100.79 | 100.768 | 24942.6 | 28.1899 | 23535.6 | 23203.6 | 22932.2 | 22932.2 | 22611.1 | 22602 | 1472.22 | 0 | 0 | 10.391 | 0 | 22591.6 | 950 | 21847.3 | 21738.0605
6056 | 1990-09-10 07:00 | 360 | 683 | 75 | 24.4 | 3.1 | -9900 | 24.4868 | 100.471 | 66.4552 | 0 |  | 360 | 274.309 | 75.4156 | 0.13699 | 266.44 | 70.6832 | 0.13699 | 246.37 | 67.6237 | 0 | 307.714 | 307.512 | 76120.8 | 40.4782 | 75306.5 | 70821.3 | 70396.9 | 70396.9 | 69411.3 | 69342.1 | 1525.1 | 0 | 0 | 102.43 | 0 | 69239.6 | 949.999 | 67902.9 | 67563.4062
6057 | 1990-09-10 08:00 | 570 | 789 | 97 | 25 | 4.6 | -9900 | 36.6319 | 110.636 | 53.6689 | 0 |  | 570 | 469.021 | 98.5987 | 0.2169 | 453.161 | 92.3643 | 0.2169 | 437.584 | 88.3667 | 0 | 515.432 | 514.992 | 127480 | 50.1498 | 127547 | 115302 | 114687 | 114687 | 113081 | 112894 | 1503.94 | 0 | 0 | 266.98 | 0 | 112628 | 950 | 110775 | 110220.7344
6058 | 1990-09-10 09:00 | 743 | 846 | 113 | 26.1 | 5.2 | -9900 | 47.8429 | 124.084 | 41.599 | 0 |  | 743 | 634.705 | 115.097 | 0.28273 | 597.701 | 107.743 | 0.28273 | 587.677 | 103.081 | 0 | 676.943 | 676.053 | 167360 | 58.2262 | 167939 | 146218 | 145669 | 145669 | 143609 | 143303 | 1493.25 | 0 | 0 | 407.541 | 0 | 142896 | 950 | 140443 | 139740.3281
6059 | 1990-09-10 10:00 | 859 | 875 | 123 | 26.1 | 6.2 | -9900 | 56.9839 | 143.666 | 31.2627 | 0 |  | 859 | 749.518 | 125.631 | 0.32688 | 683.869 | 117.571 | 0.32688 | 678.117 | 112.483 | 0 | 774.788 | 773.335 | 191428 | 61.2144 | 192079 | 164229 | 163609 | 163609 | 161212 | 160790 | 1447.58 | 0 | 0 | 364.197 | 0 | 160426 | 950 | 157633 | 156844.9844
6060 | 1990-09-10 11:00 | 911 | 886 | 127 | 27.8 | 6.2 | -9900 | 61.8431 | 171.742 | 25.0443 | 0 |  | 911 | 805.256 | 130.145 | 0.34666 | 755.69 | 121.758 | 0.34666 | 751.78 | 116.49 | 0 | 850.904 | 849.054 | 210201 | 66.3526 | 210888 | 176648 | 175912 | 175912 | 173447 | 172987 | 1474.04 | 0 | 0 | 558.373 | 0 | 172429 | 950 | 169372 | 168525.2188
6061 | 1990-09-10 12:00 | 894 | 882 | 125 | 28.3 | 6.2 | -9900 | 60.2014 | 202.718 | 26.0496 | 0 |  | 894 | 795.998 | 128.66 | 0.34019 | 779.07 | 120.331 | 0.34019 | 774.655 | 115.125 | 0 | 871.984 | 871.235 | 215677 | 67.8597 | 216471 | 181231 | 180281 | 180281 | 177756 | 177321 | 1540.65 | 0 | 0 | 639.61 | 0 | 176681 | 950 | 173538 | 172670.5938
6062 | 1990-09-10 13:00 | 811 | 863 | 119 | 27.2 | 6.2 | -9900 | 52.9212 | 226.666 | 33.6093 | 0 |  | 811 | 722.046 | 123.092 | 0.30861 | 720.488 | 115.085 | 0.30861 | 713.236 | 110.106 | 0 | 806.875 | 806.784 | 199737 | 63.8332 | 200582 | 171546 | 171010 | 171010 | 168616 | 168251 | 1583.19 | 0 | 0 | 605.901 | 0 | 167645 | 950 | 164711 | 163887.7969
6063 | 1990-09-10 14:00 | 669 | 825 | 107 | 27.2 | 6.7 | -9900 | 42.5712 | 242.845 | 44.5044 | 0 |  | 669 | 592.025 | 112.451 | 0.25457 | 424.408 | 105.079 | 0.25457 | 415.48 | 100.533 | 0 | 505.692 | 506.019 | 125299 | 49.6597 | 125328 | 111253 | 110731 | 110731 | 105264 | 105030 | 1454.19 | 0 | 0 | 193.633 | 0 | 104837 | 935.768 | 103035 | 102519.3359
6064 | 1990-09-10 15:00 | 474 | 747 | 87 | 25.6 | 7.2 | -9900 | 30.8062 | 254.414 | 56.8013 | 0 |  | 474 | 413.352 | 91.7682 | 0.18037 | 277.324 | 85.7067 | 0.18037 | 265.11 | 81.9997 | 0 | 340.168 | 339.533 | 84070 | 40.3312 | 83506 | 77505.4 | 76442 | 76442 | 74664.5 | 74569.9 | 1525.75 | 0 | 0 | 115.744 | 0 | 74454.1 | 950 | 73106.1 | 72740.6016
6065 | 1990-09-10 16:00 | 255 | 597 | 62 | 25.6 | 5.7 | -9900 | 18.4146 | 263.649 | 69.6842 | 0 |  | 255 | 211.889 | 65.8959 | 0.097035 | 152.574 | 61.4759 | 0.097035 | 137.324 | 58.8175 | 0 | 192.219 | 192.403 | 47638.9 | 34.5374 | 46477.7 | 44519.6 | 44090.7 | 44090.7 | 42195.7 | 42156.2 | 1374.66 | 0 | 0 | -51.37 | 0 | 42207.5 | 937.452 | 41220.1 | 41013.9648
6066 | 1990-09-10 17:00 | 60 | 248 | 32 | 25 | 4.6 | -9900 | 5.8049 | 271.887 | 82.771 | 0 |  | 60 | 34.7955 | 34.5123 | 0.022832 | 11.1875 | 32.1133 | 0.022832 | 8.0107 | 30.7254 | 0 | 37.9614 | 38.0094 | 9408.46 | 26.8562 | 8165.79 | 8096.79 | 8033.86 | 8033.86 | 7919.25 | 7917.44 | 1154.54 | 0 | 0 | 0.65512 | 0 | 7916.79 | 943.485 | 7557.61 | 7519.8188
6067 | 1990-09-10 18:00 | 0 | 0 | 0 | 24.4 | 4.1 | -9900
6068 | 1990-09-10 19:00 | 0 | 0 | 0 | 24.4 | 3.6 | -9900
6069 | 1990-09-10 20:00 | 0 | 0 | 0 | 23.3 | 4.6 | -9900
6070 | 1990-09-10 21:00 | 0 | 0 | 0 | 22.8 | 4.6 | -9900
6071 | 1990-09-10 22:00 | 0 | 0 | 0 | 21.7 | 3.1 | -9900
6072 | 1990-09-10 23:00 | 0 | 0 | 0 | 21.1 | 2.6 | -9900
6073 | 1990-09-11 | 0 | 0 | 0 | 21.1 | 2.6 | -9900
6074 | 1990-09-11 01:00 | 0 | 0 | 0 | 20 | 2.1 | -9900
6075 | 1990-09-11 02:00 | 0 | 0 | 0 | 20 | 3.1 | -9900
6076 | 1990-09-11 03:00 | 0 | 0 | 0 | 19.4 | 4.1 | -9900
6077 | 1990-09-11 04:00 | 0 | 0 | 0 | 18.9 | 3.1 | -9900
6078 | 1990-09-11 05:00 | 18 | 23 | 15 | 18.9 | 3.6 | -9900 | -0.76896 | 84.1182 | 89.6703 | 0 |  | 18 | 0.1984 | 12.3093 | 0.0068495 | 0 | 11.5172 | 0 | 0 | 11.019 | 0 | 10.7986 | 10.7938 | 2672.15 | 19.4517 | 1747.34 | 1773.49 | 1763.58 | 1763.58 | 1738.89 | 1738.85 | 1502.37 | 0 | 0 | 0.064103 | 0 | 1738.79 | 950 | 1651.29 | 1643.0331
6079 | 1990-09-11 06:00 | 124 | 214 | 80 | 20.6 | 1.5 | -9900 | 11.8267 | 92.2384 | 79.6153 | 0 |  | 124 | 38.6483 | 78.0853 | 0.047186 | 36.9806 | 73.1963 | 0.047186 | 28.5003 | 70.0279 | 0 | 96.5577 | 96.5362 | 23896.9 | 26.0285 | 22473.4 | 22366.3 | 22215.5 | 22215.5 | 21904.5 | 21897.3 | 1524.14 | 0 | 0 | 10.3819 | 0 | 21886.9 | 950 | 21138.9 | 21033.1582
6080 | 1990-09-11 07:00 | 364 | 618 | 108 | 23.3 | 4.1 | -9900 | 24.347 | 100.87 | 66.5683 | 0 |  | 364 | 246.602 | 108.032 | 0.13851 | 239.896 | 101.249 | 0.13851 | 221.699 | 96.8661 | 0 | 312.193 | 311.939 | 77217.2 | 38.8842 | 76417 | 72350.6 | 71861 | 71861 | 70854.9 | 70783.5 | 1530.48 | 0 | 0 | 107.632 | 0 | 70675.9 | 949.999 | 69326.1 | 68979.4297
6081 | 1990-09-11 08:00 | 567 | 790 | 95 | 24.4 | 4.6 | -9900 | 36.4671 | 111.076 | 53.8032 | 0 |  | 567 | 468.349 | 96.6213 | 0.21576 | 452.452 | 90.5134 | 0.21576 | 436.782 | 86.596 | 0 | 512.91 | 512.44 | 126851 | 49.4252 | 126909 | 115077 | 114358 | 114358 | 112757 | 112574 | 1512.52 | 0 | 0 | 265.739 | 0 | 112308 | 950 | 110460 | 109907.5
6082 | 1990-09-11 09:00 | 732 | 839 | 110 | 26.1 | 5.2 | -9900 | 47.6313 | 124.571 | 41.7768 | 0 |  | 732 | 627.019 | 112.116 | 0.27855 | 589.478 | 104.953 | 0.27855 | 579.488 | 100.411 | 0 | 666.301 | 665.318 | 164704 | 57.716 | 165258 | 144181 | 143562 | 143562 | 141510 | 141213 | 1493.61 | 0 | 0 | 374.658 | 0 | 140838 | 950 | 138423 | 137731.0938
6083 | 1990-09-11 10:00 | 858 | 881 | 119 | 26.7 | 6.2 | -9900 | 56.6975 | 144.15 | 31.5179 | 0 |  | 858 | 752.994 | 121.638 | 0.32649 | 686.701 | 113.834 | 0.32649 | 680.817 | 108.908 | 0 | 773.931 | 772.612 | 191251 | 61.7816 | 191900 | 163608 | 163029 | 163029 | 160636 | 160215 | 1442.3 | 0 | 0 | 352.567 | 0 | 159862 | 950 | 157083 | 156297.125
6084 | 1990-09-11 11:00 | 909 | 890 | 123 | 26.1 | 6.7 | -9900 | 61.4761 | 172.02 | 25.3976 | 0 |  | 909 | 807.76 | 126.142 | 0.3459 | 758.042 | 118.014 | 0.3459 | 753.998 | 112.907 | 0 | 849.568 | 848.136 | 209973 | 63.7447 | 210662 | 178606 | 177868 | 177868 | 175376 | 174901 | 1472.02 | 0 | 0 | 567.289 | 0 | 174334 | 950 | 171233 | 170376.5469
6085 | 1990-09-11 12:00 | 895 | 891 | 122 | 26.1 | 7.2 | -9900 | 59.8135 | 202.636 | 26.4351 | 0 |  | 895 | 800.612 | 125.657 | 0.34058 | 783.586 | 117.522 | 0.34058 | 779.001 | 112.437 | 0 | 873.609 | 872.908 | 216092 | 63.9727 | 216883 | 184832 | 183827 | 183827 | 181253 | 180800 | 1537.17 | 0 | 0 | 663.124 | 0 | 180137 | 950 | 176913 | 176028.4375
6086 | 1990-09-11 13:00 | 805 | 864 | 115 | 26.7 | 6.2 | -9900 | 52.5671 | 226.395 | 33.9545 | 0 |  | 805 | 720.446 | 119.051 | 0.30633 | 718.546 | 111.307 | 0.30633 | 711.139 | 106.492 | 0 | 801.278 | 801.221 | 198358 | 63.0806 | 199200 | 170937 | 170390 | 170390 | 168005 | 167648 | 1588.85 | 0 | 0 | 608.679 | 0 | 167039 | 950 | 164120 | 163299.4062
6087 | 1990-09-11 14:00 | 668 | 832 | 103 | 28.9 | 5.2 | -9900 | 42.2541 | 242.538 | 44.807 | 0 |  | 668 | 595.69 | 108.368 | 0.25419 | 428.915 | 101.262 | 0.25419 | 419.738 | 96.8819 | 0 | 506.287 | 506.707 | 125468 | 52.9788 | 125503 | 109630 | 109160 | 109160 | 103558 | 103330 | 1448.81 | 0 | 0 | 183.616 | 0 | 103147 | 935.586 | 101382 | 100875.3594
6088 | 1990-09-11 15:00 | 473 | 756 | 85 | 27.8 | 5.7 | -9900 | 30.5133 | 254.114 | 57.0774 | 0 |  | 473 | 414.928 | 89.741 | 0.17999 | 277.079 | 83.8125 | 0.17999 | 264.668 | 80.1874 | 0 | 337.958 | 337.68 | 83607.4 | 43.4857 | 83040 | 75956.5 | 75172 | 75172 | 73407.7 | 73315.4 | 1522.65 | 0 | 0 | 114.548 | 0 | 73200.9 | 950 | 71874.2 | 71514.8125
6089 | 1990-09-11 16:00 | 254 | 608 | 60 | 28.9 | 5.7 | -9900 | 18.134 | 263.363 | 69.9472 | 0 |  | 254 | 213.488 | 63.8592 | 0.096655 | 153.144 | 59.5736 | 0.096655 | 137.526 | 56.9975 | 0 | 190.633 | 190.577 | 47187 | 37.7525 | 46022.7 | 43524.3 | 43132.6 | 43132.6 | 41244.6 | 41206.6 | 1378.92 | 0 | 0 | -45.4147 | 0.80033 | 41251.2 | 937.179 | 40281.3 | 40079.8672
6090 | 1990-09-11 17:00 | 58 | 243 | 30 | 26.7 | 3.6 | -9900 | 5.5268 | 271.612 | 83.0311 | 0 |  | 58 | 35.2329 | 32.5203 | 0.022071 | 11.6563 | 30.2506 | 0.022071 | 8.1579 | 28.9433 | 0 | 36.3591 | 36.4011 | 9010.52 | 28.5604 | 7781.55 | 7664.86 | 7602.89 | 7602.89 | 7491.26 | 7489.55 | 1148.92 | 0 | 0 | 0.53424 | 0 | 7489.02 | 943.483 | 7146.96 | 7111.23
6091 | 1990-09-11 18:00 | 0 | 0 | 0 | 24.4 | 4.6 | -9900
6092 | 1990-09-11 19:00 | 0 | 0 | 0 | 23.9 | 3.1 | -9900
6093 | 1990-09-11 20:00 | 0 | 0 | 0 | 23.9 | 4.6 | -9900
6094 | 1990-09-11 21:00 | 0 | 0 | 0 | 23.3 | 3.1 | -9900
6095 | 1990-09-11 22:00 | 0 | 0 | 0 | 21.7 | 2.1 | -9900
6096 | 1990-09-11 23:00 | 0 | 0 | 0 | 21.1 | 2.6 | -9900
6097 | 1990-09-12 | 0 | 0 | 0 | 20.6 | 1.5 | -9900
6098 | 1990-09-12 01:00 | 0 | 0 | 0 | 20.6 | 1.5 | -9900
6099 | 1990-09-12 02:00 | 0 | 0 | 0 | 20.6 | 1.5 | -9900
6100 | 1990-09-12 03:00 | 0 | 0 | 0 | 20 | 1.5 | -9900
6101 | 1990-09-12 04:00 | 0 | 0 | 0 | 19.4 | 1.5 | -9900
6102 | 1990-09-12 05:00 | 23 | 72 | 14 | 18.9 | 2.1 | -9900 | -0.90239 | 84.4857 | 89.6926 | 0 |  | 23 | 0.55489 | 12.1695 | 0.0087522 | 0 | 11.3847 | 0 | 0 | 10.8921 | 0 | 10.6743 | 10.6693 | 2641.3 | 19.4838 | 1719.27 | 1744.57 | 1734.88 | 1734.88 | 1710.6 | 1710.56 | 1518.26 | 0 | 0 | 0.062431 | 0 | 1710.49 | 950 | 1624.38 | 1616.2587
6103 | 1990-09-12 06:00 | 146 | 517 | 39 | 21.1 | 2.6 | -9900 | 11.6955 | 92.6148 | 79.7223 | 0 |  | 146 | 94.0554 | 38.2875 | 0.055557 | 89.9753 | 35.9399 | 0.055557 | 69.0835 | 34.3837 | 0 | 101.398 | 101.347 | 25085.2 | 26.5208 | 23683.8 | 23494 | 23188.7 | 23188.7 | 22864.1 | 22854.9 | 1475.13 | 0 | 0 | 10.9078 | 0 | 22844 | 950 | 22100.8 | 21990.25
6104 | 1990-09-12 07:00 | 365 | 736 | 61 | 24.4 | 1.5 | -9900 | 24.2058 | 101.271 | 66.6825 | 0 |  | 365 | 293.088 | 61.4518 | 0.13889 | 284.996 | 57.6078 | 0.13889 | 263.214 | 55.1142 | 0 | 311.962 | 311.654 | 77146 | 41.9253 | 76351.3 | 71367.6 | 70815.3 | 70815.3 | 69823.5 | 69752.2 | 1517.5 | 0 | 0 | 101.538 | 0 | 69650.7 | 949.999 | 68310.2 | 67968.6094
6105 | 1990-09-12 08:00 | 574 | 832 | 79 | 22.2 | 5.2 | -9900 | 36.3004 | 111.516 | 53.9395 | 0 |  | 574 | 491.51 | 80.4434 | 0.21842 | 475.131 | 75.3299 | 0.21842 | 458.55 | 72.0699 | 0 | 520.008 | 519.463 | 128592 | 46.885 | 128679 | 117907 | 117037 | 117037 | 115398 | 115201 | 1490.9 | 0 | 0 | 272.685 | 0 | 114928 | 950 | 113032 | 112466.4531
6106 | 1990-09-12 09:00 | 700 | 795 | 112 | 21.7 | 1.5 | -9900 | 47.4171 | 125.055 | 41.9575 | 0 |  | 700 | 593.102 | 114.806 | 0.26637 | 556.661 | 107.506 | 0.26637 | 547.124 | 102.854 | 0 | 636.978 | 636.139 | 157482 | 57.4721 | 157963 | 137808 | 137209 | 137209 | 135171 | 134898 | 1487.65 | 0 | 0 | 260.386 | 0 | 134637 | 950 | 132349 | 131686.7969
6107 | 1990-09-12 10:00 | 858 | 889 | 114 | 23.9 | 3.6 | -9900 | 56.4085 | 144.628 | 31.7762 | 0 |  | 858 | 758.516 | 116.629 | 0.32649 | 691.221 | 109.147 | 0.32649 | 685.188 | 104.424 | 0 | 773.82 | 772.436 | 191208 | 63.3782 | 191855 | 162083 | 161508 | 161508 | 159160 | 158742 | 1444.68 | 0 | 0 | 363.338 | 0 | 158379 | 950 | 155631 | 154853.1562
6108 | 1990-09-12 11:00 | 888 | 893 | 103 | 26.7 | 3.6 | -9900 | 61.1074 | 172.293 | 25.753 | 0 |  | 888 | 807.186 | 105.893 | 0.33791 | 757.506 | 99.07 | 0.33791 | 753.341 | 94.7834 | 0 | 831.162 | 830.177 | 205526 | 69.1293 | 206231 | 170286 | 169585 | 169585 | 167210 | 166780 | 1468.96 | 0 | 0 | 516.638 | 0 | 166263 | 950 | 163348 | 162531.4219
6109 | 1990-09-12 12:00 | 885 | 905 | 102 | 25 | 5.2 | -9900 | 59.4242 | 202.555 | 26.8221 | 0 |  | 885 | 811.454 | 105.325 | 0.33677 | 794.198 | 98.5066 | 0.33677 | 789.4 | 94.2446 | 0 | 865.971 | 865.483 | 214252 | 66.128 | 215050 | 181414 | 180438 | 180438 | 177912 | 177477 | 1534.51 | 0 | 0 | 639.629 | 0 | 176838 | 950 | 173691 | 172822.6719
6110 | 1990-09-12 13:00 | 762 | 815 | 114 | 23.3 | 4.6 | -9900 | 52.2111 | 226.129 | 34.3018 | 0 |  | 762 | 677.056 | 118.069 | 0.28996 | 675.108 | 110.389 | 0.28996 | 667.981 | 105.614 | 0 | 758.123 | 758.051 | 187670 | 60.3197 | 188464 | 163702 | 163114 | 163114 | 160830 | 160496 | 1577.92 | 0 | 0 | 554.939 | 0 | 159941 | 950 | 157181 | 156395.1875
6111 | 1990-09-12 14:00 | 482 | 325 | 263 | 22.2 | 4.1 | -9900 | 41.9349 | 242.232 | 45.1118 | 0 |  | 482 | 231.095 | 269.349 | 0.18342 | 166.391 | 251.76 | 0.18342 | 162.767 | 240.869 | 0 | 395.563 | 395.764 | 97987.8 | 41.972 | 97547.7 | 90949.2 | 90655.3 | 90655.3 | 89378.2 | 89216.2 | 1412.48 | 0 | 0 | 117.567 | 0 | 89098.6 | 950 | 87586.7 | 87148.7266
6112 | 1990-09-12 15:00 | 291 | 275 | 151 | 21.7 | 3.1 | -9900 | 30.2186 | 253.815 | 57.3554 | 0 |  | 291 | 149.904 | 154.82 | 0.11073 | 99.857 | 144.666 | 0.11073 | 95.3089 | 138.408 | 0 | 229.042 | 229.037 | 56706.3 | 33.6752 | 55607.2 | 53574.2 | 53268.9 | 53268.9 | 52467.4 | 52425.3 | 1513.6 | 0 | 0 | 36.8939 | 0 | 52388.4 | 949.999 | 51230.6 | 50974.4648
6113 | 1990-09-12 16:00 | 203 | 353 | 92 | 21.1 | 2.6 | -9900 | 17.8518 | 263.078 | 70.2118 | 0 |  | 203 | 122.447 | 96.0345 | 0.077248 | 87.436 | 89.6401 | 0.077248 | 78.3341 | 85.7634 | 0 | 160.816 | 160.804 | 39812.4 | 29.7011 | 38508.5 | 37698.9 | 37478.4 | 37478.4 | 36817.6 | 36788.5 | 1373.54 | 0 | 0 | 18.3587 | 0 | 36770.1 | 945.835 | 35855.9 | 35676.6289
6114 | 1990-09-12 17:00 | 42 | 6 | 42 | 20 | 3.1 | -9900 | 5.2474 | 271.336 | 83.2924 | 0 |  | 42 | 0 | 42.6103 | 0.015982 | 0 | 39.7768 | 0.015982 | 0 | 38.0565 | 0 | 37.2954 | 37.2816 | 9229.7 | 21.9493 | 7967.01 | 8057.63 | 8018.53 | 8018.53 | 7906.27 | 7905.48 | 1568.44 | 0 | 0 | 1.3545 | 0 | 7904.12 | 950 | 7543.66 | 7505.938
6115 | 1990-09-12 18:00 | 0 | 0 | 0 | 19.4 | 3.1 | -9900
6116 | 1990-09-12 19:00 | 0 | 0 | 0 | 20 | 3.1 | -9900
6117 | 1990-09-12 20:00 | 0 | 0 | 0 | 19.4 | 3.6 | -9900
6118 | 1990-09-12 21:00 | 0 | 0 | 0 | 19.4 | 4.1 | -9900
6119 | 1990-09-12 22:00 | 0 | 0 | 0 | 18.3 | 3.1 | -9900
6120 | 1990-09-12 23:00 | 0 | 0 | 0 | 17.2 | 2.1 | -9900
6121 | 1990-09-13 | 0 | 0 | 0 | 17.2 | 3.1 | -9900
6122 | 1990-09-13 01:00 | 0 | 0 | 0 | 17.2 | 2.1 | -9900
6123 | 1990-09-13 02:00 | 0 | 0 | 0 | 17.2 | 1.5 | -9900
6124 | 1990-09-13 03:00 | 0 | 0 | 0 | 17.2 | 1.5 | -9900
6125 | 1990-09-13 04:00 | 0 | 0 | 0 | 18.3 | 2.1 | -9900
6126 | 1990-09-13 05:00 | 12 | 1 | 12 | 18.3 | 3.1 | -9900 | -1.036 | 84.8546 | 89.715 | 0 |  | 12 | 0 | 10.8265 | 0.0045664 | 0 | 10.1271 | 0 | 0 | 9.689 | 0 | 9.4952 | 9.4928 | 2350.02 | 18.7963 | 1456.35 | 1477.93 | 1468.98 | 1468.98 | 1448.42 | 1448.39 | 1499.86 | 0 | 0 | 0.043874 | 0 | 1448.35 | 950 | 1375.14 | 1368.2612
6127 | 1990-09-13 06:00 | 70 | 6 | 69 | 18.9 | 1.5 | -9900 | 11.5637 | 92.992 | 79.83 | 0 |  | 70 | 0.87969 | 68.0008 | 0.026637 | 0.84133 | 63.6334 | 0.026637 | 0.64349 | 60.8799 | 0 | 60.293 | 60.2696 | 14920.6 | 22.2891 | 13541.7 | 13679.2 | 13629.8 | 13629.8 | 13439 | 13436.7 | 1567.67 | 0 | 0 | 3.9484 | 0 | 13432.7 | 950 | 12878.5 | 12814.0898
6128 | 1990-09-13 07:00 | 223 | 170 | 153 | 19.4 | 3.1 | -9900 | 24.0634 | 101.671 | 66.798 | 0 |  | 223 | 67.5452 | 151.743 | 0.084858 | 65.6525 | 142.069 | 0.084858 | 60.5962 | 135.921 | 0 | 192.587 | 192.529 | 47661.1 | 29.4663 | 46409.9 | 45606.1 | 45426.4 | 45426.4 | 44790.4 | 44763.4 | 1552.31 | 0 | 0 | 43.4693 | 0 | 44720 | 950 | 43711 | 43492.4375
6129 | 1990-09-13 08:00 | 382 | 224 | 249 | 20.6 | 4.1 | -9900 | 36.1317 | 111.955 | 54.0778 | 0 |  | 382 | 132.154 | 248.453 | 0.14536 | 127.665 | 232.567 | 0.14536 | 123.174 | 222.503 | 0 | 338.763 | 338.328 | 83755 | 37.5026 | 83057.4 | 79151.6 | 78831.3 | 78831.3 | 77727.6 | 77647.5 | 1558.34 | 0 | 0 | 131.649 | 0 | 77515.9 | 949.999 | 76101.2 | 75720.6875
6130 | 1990-09-13 09:00 | 461 | 211 | 305 | 20.6 | 4.1 | -9900 | 47.2003 | 125.538 | 42.1408 | 0 |  | 461 | 157.449 | 305.917 | 0.17542 | 147.493 | 286.295 | 0.17542 | 144.938 | 273.906 | 0 | 410.468 | 410.182 | 101544 | 41.0923 | 101158 | 95012 | 94727.8 | 94727.8 | 93401.6 | 93282.8 | 1536.53 | 0 | 0 | 186.86 | 0 | 93096 | 950 | 91560 | 91102.2422
6131 | 1990-09-13 10:00 | 847 | 812 | 171 | 21.7 | 3.6 | -9900 | 56.1169 | 145.101 | 32.0376 | 0 |  | 847 | 689.581 | 175.484 | 0.32231 | 627.933 | 164.249 | 0.32231 | 622.349 | 157.142 | 0 | 763.901 | 763.171 | 188915 | 60.7047 | 189562 | 162366 | 161783 | 161783 | 159518 | 159108 | 1449.88 | 0 | 0 | 459.206 | 0 | 158649 | 950 | 155898 | 155118.5781
6132 | 1990-09-13 11:00 | 857 | 841 | 120 | 23.3 | 3.6 | -9900 | 60.737 | 172.561 | 26.1104 | 0 |  | 857 | 758.26 | 123.19 | 0.32611 | 711.593 | 115.252 | 0.32611 | 707.561 | 110.265 | 0 | 801.47 | 800.096 | 198079 | 64.1919 | 198797 | 168093 | 167406 | 167406 | 165063 | 164643 | 1474.66 | 0 | 0 | 505.464 | 0 | 164138 | 950 | 161271 | 160464.5938
6133 | 1990-09-13 12:00 | 889 | 894 | 119 | 23.9 | 4.1 | -9900 | 59.0336 | 202.477 | 27.2105 | 0 |  | 889 | 798.464 | 122.692 | 0.33829 | 781.484 | 114.749 | 0.33829 | 776.611 | 109.784 | 0 | 868.668 | 868.232 | 214934 | 67.2761 | 215732 | 181022 | 180059 | 180059 | 177538 | 177114 | 1554.04 | 0 | 0 | 646.126 | 0 | 176468 | 950 | 173330 | 172463.8281
6134 | 1990-09-13 13:00 | 798 | 866 | 113 | 24.4 | 5.2 | -9900 | 51.8533 | 225.866 | 34.6511 | 0 |  | 798 | 716.211 | 117.087 | 0.30366 | 714.15 | 109.471 | 0.30366 | 706.43 | 104.735 | 0 | 794.942 | 794.905 | 196793 | 62.1741 | 197629 | 170259 | 169665 | 169665 | 167290 | 166934 | 1584.03 | 0 | 0 | 600.754 | 0 | 166334 | 950 | 163431 | 162613.625
6135 | 1990-09-13 14:00 | 658 | 833 | 101 | 23.9 | 4.6 | -9900 | 41.6138 | 241.929 | 45.4188 | 0 |  | 658 | 588.275 | 106.379 | 0.25039 | 425.421 | 99.4028 | 0.25039 | 415.996 | 95.1029 | 0 | 500.877 | 501.186 | 124102 | 48.3756 | 124123 | 110567 | 109757 | 109757 | 104040 | 103809 | 1444.4 | 0 | 0 | 184.434 | 0 | 103625 | 935.565 | 101851 | 101341.4375
6136 | 1990-09-13 15:00 | 460 | 749 | 82 | 23.3 | 4.6 | -9900 | 29.9222 | 253.518 | 57.6353 | 0 |  | 460 | 405.256 | 86.7117 | 0.17504 | 268.684 | 80.9817 | 0.17504 | 256.233 | 77.4791 | 0 | 327.038 | 326.548 | 80849.2 | 39.2471 | 80239.8 | 74637.8 | 73987.8 | 73987.8 | 72450 | 72359.6 | 1514.03 | 0 | 0 | 108.697 | 0 | 72251 | 950 | 70939.1 | 70584.4219
6137 | 1990-09-13 16:00 | 185 | 321 | 86 | 22.2 | 4.6 | -9900 | 17.5682 | 262.792 | 70.4779 | 0 |  | 185 | 109.483 | 89.9136 | 0.070398 | 77.6897 | 83.9233 | 0.070398 | 69.4312 | 80.2939 | 0 | 146.731 | 146.716 | 36323.9 | 29.3649 | 34986.1 | 34315.2 | 34073.6 | 34073.6 | 33495.9 | 33471.2 | 1352.8 | 0 | 0 | 14.7438 | 0 | 33456.4 | 945.444 | 32596.8 | 32433.793
6138 | 1990-09-13 17:00 | 18 | 2 | 18 | 20.6 | 4.1 | -9900 | 4.9669 | 271.06 | 83.5548 | 0 |  | 18 | 0 | 17.7374 | 0.0068495 | 0 | 16.5965 | 0.0068495 | 0 | 15.8784 | 0 | 15.5608 | 15.5531 | 3850.36 | 21.377 | 2831.95 | 2865.44 | 2844.09 | 2844.09 | 2804.28 | 2804.15 | 1432.29 | 0 | 0 | 0.14977 | 0 | 2804 | 950 | 2665.21 | 2651.8882
6139 | 1990-09-13 18:00 | 0 | 0 | 0 | 20.6 | 3.6 | -9900
6140 | 1990-09-13 19:00 | 0 | 0 | 0 | 20 | 2.6 | -9900
6141 | 1990-09-13 20:00 | 0 | 0 | 0 | 20 | 2.1 | -9900
6142 | 1990-09-13 21:00 | 0 | 0 | 0 | 20 | 2.1 | -9900
6143 | 1990-09-13 22:00 | 0 | 0 | 0 | 20 | 2.6 | -9900
6144 | 1990-09-13 23:00 | 0 | 0 | 0 | 19.4 | 0 | -9900
6145 | 1990-09-14 | 0 | 0 | 0 | 20 | 2.1 | -9900
6146 | 1990-09-14 01:00 | 0 | 0 | 0 | 20 | 0 | -9900
6147 | 1990-09-14 02:00 | 0 | 0 | 0 | 19.4 | 3.1 | -9900
6148 | 1990-09-14 03:00 | 0 | 0 | 0 | 18.9 | 3.1 | -9900
6149 | 1990-09-14 04:00 | 0 | 0 | 0 | 19.4 | 3.1 | -9900
6150 | 1990-09-14 05:00 | 8 | 0 | 8 | 19.4 | 3.6 | -9900 | -1.1699 | 85.2247 | 89.7374 | 0 |  | 8 | 0 | 7.7191 | 0.0030442 | 0 | 7.2196 | 0 | 0 | 6.9072 | 0 | 6.7691 | 6.7671 | 1675.28 | 19.7459 | 861.606 | 867.046 | 859.275 | 859.275 | 847.245 | 847.234 | 1470.55 | 0 | 0 | 0.014563 | 0 | 847.22 | 950 | 804.001 | 799.9807
6151 | 1990-09-14 06:00 | 56 | 5 | 55 | 18.3 | 3.6 | -9900 | 11.431 | 93.3701 | 79.9382 | 0 |  | 56 | 0.88038 | 54.3734 | 0.02131 | 0.84164 | 50.8659 | 0.02131 | 0.64119 | 48.665 | 0 | 48.3201 | 48.3176 | 11961.6 | 20.7695 | 10631.9 | 10800.6 | 10755.6 | 10755.6 | 10605 | 10603.6 | 1561.07 | 0 | 0 | 2.4414 | 0 | 10601.1 | 950 | 10140.5 | 10089.7617
6152 | 1990-09-14 07:00 | 163 | 7 | 160 | 18.9 | 1.5 | -9900 | 23.9196 | 102.072 | 66.9148 | 0 |  | 163 | 2.8973 | 158.326 | 0.062026 | 2.8155 | 148.143 | 0.062026 | 2.597 | 141.733 | 0 | 141.443 | 141.34 | 34990.6 | 26.848 | 33605.2 | 33362.7 | 33266.1 | 33266.1 | 32800.3 | 32786.5 | 1566.89 | 0 | 0 | 23.5704 | 0 | 32762.9 | 950 | 31899.7 | 31740.1836
6153 | 1990-09-14 08:00 | 213 | 1 | 213 | 20 | 3.1 | -9900 | 35.9611 | 112.394 | 54.218 | 0 |  | 213 | 0 | 211.38 | 0.081053 | 0 | 197.75 | 0.081053 | 0 | 189.193 | 0 | 185.409 | 185.358 | 45887.4 | 29.6914 | 44611.4 | 43815.2 | 43707.7 | 43707.7 | 43095.8 | 43071.9 | 1567.19 | 0 | 0 | 40.3955 | 0 | 43031.5 | 950 | 42059.5 | 41849.1914
6154 | 1990-09-14 09:00 | 370 | 122 | 281 | 20 | 2.6 | -9900 | 46.9809 | 126.018 | 42.327 | 0 |  | 370 | 89.8821 | 281.893 | 0.1408 | 84.0572 | 263.806 | 0.1408 | 82.5853 | 252.391 | 0 | 328.277 | 328.097 | 81224.2 | 37.5492 | 80483.5 | 76669 | 76448 | 76448 | 75377.8 | 75302.2 | 1552.62 | 0 | 0 | 123.288 | 0 | 75178.9 | 950 | 73781.9 | 73413.0312
6155 | 1990-09-14 10:00 | 476 | 157 | 345 | 21.1 | 2.1 | -9900 | 55.8227 | 145.569 | 32.302 | 0 |  | 476 | 133.709 | 347.65 | 0.18113 | 121.726 | 325.288 | 0.18113 | 120.623 | 311.213 | 0 | 423.199 | 422.814 | 104670 | 44.2358 | 104338 | 96756.1 | 96475.6 | 96475.6 | 95124.9 | 94998.6 | 1520.63 | 0 | 0 | 186.522 | 0 | 94812.1 | 950 | 93245.4 | 92779.2188
6156 | 1990-09-14 11:00 | 971 | 851 | 229 | 22.2 | 5.2 | -9900 | 60.3651 | 172.824 | 26.4697 | 0 |  | 971 | 763.841 | 236.567 | 0.3695 | 716.834 | 221.347 | 0.3695 | 712.649 | 211.77 | 0 | 905.93 | 904.609 | 223953 | 65.1872 | 224559 | 189175 | 188447 | 188447 | 185808 | 185293 | 1483.33 | 3699.37 | 0 | 655.64 | 0 | 184637 | 950 | 177595 | 176706.5469
6157 | 1990-09-14 12:00 | 874 | 847 | 147 | 23.3 | 4.6 | -9900 | 58.6417 | 202.401 | 27.6001 | 0 |  | 874 | 754.335 | 153.022 | 0.33258 | 738.294 | 143.117 | 0.33258 | 733.543 | 136.925 | 0 | 853.059 | 852.43 | 211023 | 64.9287 | 211830 | 179724 | 178799 | 178799 | 176296 | 175874 | 1554.47 | 0 | 0 | 636.288 | 0 | 175237 | 950 | 172128 | 171267.3438
6158 | 1990-09-14 13:00 | 678 | 585 | 218 | 23.3 | 4.1 | -9900 | 51.4938 | 225.606 | 35.0022 | 0 |  | 678 | 481.297 | 226.875 | 0.258 | 479.912 | 212.101 | 0.258 | 474.599 | 202.925 | 0 | 663.973 | 663.91 | 164363 | 56.4684 | 164955 | 145704 | 145213 | 145213 | 143180 | 142919 | 1585.35 | 0 | 0 | 442.842 | 0 | 142477 | 950 | 140094 | 139393.7344
6159 | 1990-09-14 14:00 | 504 | 480 | 185 | 22.8 | 4.6 | -9900 | 41.291 | 241.628 | 45.7277 | 0 |  | 504 | 337.21 | 192.052 | 0.19179 | 245.088 | 179.48 | 0.19179 | 239.565 | 171.716 | 0 | 403.056 | 403.448 | 99890.5 | 42.5025 | 99503.8 | 92131.8 | 91668.4 | 91668.4 | 89705 | 89531.5 | 1401.06 | 0 | 0 | -245.902 | 0 | 89777.4 | 950 | 88215.5 | 87774.4531
6160 | 1990-09-14 15:00 | 294 | 323 | 132 | 22.8 | 4.1 | -9900 | 29.6242 | 253.221 | 57.917 | 0 |  | 294 | 173.907 | 137.443 | 0.11188 | 114.753 | 128.385 | 0.11188 | 109.342 | 122.832 | 0 | 227.531 | 227.473 | 56318 | 34.1644 | 55225.5 | 53046.1 | 52613.5 | 52613.5 | 51781.6 | 51740.7 | 1519.6 | 0 | 0 | 51.2204 | 0 | 51689.5 | 950 | 50540.6 | 50287.875
6161 | 1990-09-14 16:00 | 193 | 416 | 66 | 22.2 | 4.1 | -9900 | 17.2833 | 262.507 | 70.7454 | 0 |  | 193 | 140.811 | 70.1565 | 0.073442 | 99.5666 | 65.4535 | 0.073442 | 88.7592 | 62.6231 | 0 | 148.355 | 148.272 | 36709.8 | 29.6076 | 35399.4 | 34638.8 | 34332.9 | 34332.9 | 33529.9 | 33504.9 | 1357.25 | 0 | 0 | -17.8113 | 0 | 33522.7 | 941.613 | 32671.2 | 32507.8398
6162 | 1990-09-14 17:00 | 51 | 155 | 34 | 21.7 | 2.6 | -9900 | 4.6854 | 270.783 | 83.8183 | 0 |  | 51 | 21.0173 | 36.0721 | 0.019407 | 7.8451 | 33.5605 | 0.019407 | 4.9806 | 32.1101 | 0 | 36.3489 | 36.3482 | 8997.59 | 23.6442 | 7753.79 | 7787.76 | 7735.99 | 7735.99 | 7627.69 | 7626.44 | 1315.52 | 0 | 0 | 0.86752 | 0 | 7625.57 | 950 | 7275.64 | 7239.2661
6163 | 1990-09-14 18:00 | 0 | 0 | 0 | 21.1 | 2.6 | -9900
6164 | 1990-09-14 19:00 | 0 | 0 | 0 | 21.1 | 2.6 | -9900
6165 | 1990-09-14 20:00 | 0 | 0 | 0 | 21.1 | 2.1 | -9900
6166 | 1990-09-14 21:00 | 0 | 0 | 0 | 20.6 | 2.1 | -9900
6167 | 1990-09-14 22:00 | 0 | 0 | 0 | 20.6 | 2.1 | -9900
6168 | 1990-09-14 23:00 | 0 | 0 | 0 | 20.6 | 2.6 | -9900
6169 | 1990-09-15 | 0 | 0 | 0 | 20 | 1.5 | -9900
6170 | 1990-09-15 01:00 | 0 | 0 | 0 | 20 | 2.1 | -9900
6171 | 1990-09-15 02:00 | 0 | 0 | 0 | 19.4 | 1.5 | -9900
6172 | 1990-09-15 03:00 | 0 | 0 | 0 | 19.4 | 0 | -9900
6173 | 1990-09-15 04:00 | 0 | 0 | 0 | 19.4 | 0 | -9900
6174 | 1990-09-15 05:00 | 16 | 19 | 14 | 19.4 | 1.5 | -9900 | -1.3041 | 85.5958 | 89.7599 | 0 |  | 16 | 0.096322 | 11.6617 | 0.0060885 | 0 | 10.9094 | 0 | 0 | 10.4374 | 0 | 10.2287 | 10.2269 | 2531.78 | 19.9751 | 1620.17 | 1641.17 | 1631.98 | 1631.98 | 1609.13 | 1609.09 | 1502.94 | 0 | 0 | 0.055064 | 0 | 1609.04 | 950 | 1527.91 | 1520.2693
6175 | 1990-09-15 06:00 | 105 | 199 | 66 | 20 | 2.1 | -9900 | 11.2976 | 93.7489 | 80.0472 | 0 |  | 105 | 34.3626 | 64.5718 | 0.039956 | 32.9156 | 60.5299 | 0.039956 | 24.9807 | 57.9098 | 0 | 81.2327 | 81.2158 | 20104.7 | 24.444 | 18690.7 | 18715.5 | 18569.7 | 18569.7 | 18309.7 | 18304.6 | 1508.21 | 0 | 0 | 7.1521 | 0 | 18297.4 | 950 | 17620.9 | 17532.7832
6176 | 1990-09-15 07:00 | 264 | 280 | 150 | 21.7 | 1.5 | -9900 | 23.7744 | 102.473 | 67.033 | 0 |  | 264 | 110.195 | 149.073 | 0.10046 | 107.039 | 139.62 | 0.10046 | 98.6654 | 133.578 | 0 | 227.598 | 227.412 | 56295.7 | 34.4881 | 55161.8 | 53157.2 | 52909.8 | 52909.8 | 52169.1 | 52132.2 | 1550.06 | 0 | 0 | 59.1491 | 0 | 52073.1 | 950 | 50922 | 50667.3555
6177 | 1990-09-15 08:00 | 250 | 2 | 248 | 20.6 | 4.1 | -9900 | 35.7884 | 112.832 | 54.3604 | 0 |  | 250 | 1.9901 | 246.179 | 0.095132 | 1.9195 | 230.324 | 0.095132 | 1.8509 | 220.358 | 0 | 217.765 | 217.657 | 53883.8 | 31.4739 | 52711.1 | 51423.5 | 51294.8 | 51294.8 | 50576.6 | 50543.4 | 1565.85 | 0 | 0 | 55.7784 | 0 | 50487.6 | 950 | 49371.1 | 49124.2891
6178 | 1990-09-15 09:00 | 435 | 242 | 258 | 22.2 | 3.6 | -9900 | 46.759 | 126.496 | 42.5159 | 0 |  | 435 | 178.865 | 260.096 | 0.16553 | 167.034 | 243.455 | 0.16553 | 164.076 | 232.92 | 0 | 389.056 | 388.872 | 96270.1 | 42.0747 | 95793.5 | 89586.5 | 89290.6 | 89290.6 | 88040.4 | 87931.6 | 1514.59 | 0 | 0 | 164.549 | 0 | 87767.1 | 950 | 86299.6 | 85868.0625
6179 | 1990-09-15 10:00 | 796 | 796 | 137 | 23.9 | 3.1 | -9900 | 55.5259 | 146.031 | 32.5695 | 0 |  | 796 | 673.016 | 141.241 | 0.3029 | 609.924 | 132.207 | 0.3029 | 604.295 | 126.486 | 0 | 716.165 | 715.515 | 177125 | 61.3105 | 177729 | 151672 | 151258 | 151258 | 149139 | 148772 | 1433.17 | 0 | 0 | 393.729 | 0 | 148378 | 950 | 145836 | 145106.9531
6180 | 1990-09-15 11:00 | 682 | 527 | 223 | 24.4 | 4.1 | -9900 | 59.9916 | 173.082 | 26.8309 | 0 |  | 682 | 472.784 | 230.559 | 0.25952 | 443.69 | 215.726 | 0.25952 | 441.022 | 206.392 | 0 | 634.465 | 633.539 | 156843 | 56.0511 | 157317 | 138505 | 137973 | 137973 | 136041 | 135771 | 1494.58 | 0 | 0 | 360.71 | 0 | 135410 | 950 | 133138 | 132472.0781
6181 | 1990-09-15 12:00 | 861 | 803 | 175 | 24.4 | 4.1 | -9900 | 58.2489 | 202.326 | 27.9908 | 0 |  | 861 | 712.233 | 181.537 | 0.32764 | 697.087 | 169.785 | 0.32764 | 692.46 | 162.44 | 0 | 837.802 | 837.241 | 207263 | 66.2279 | 208075 | 175520 | 174651 | 174651 | 172205 | 171801 | 1542.16 | 0 | 0 | 605.058 | 0 | 171196 | 950 | 168180 | 167338.9219
6182 | 1990-09-15 13:00 | 762 | 763 | 164 | 25.6 | 5.2 | -9900 | 51.1329 | 225.35 | 35.355 | 0 |  | 762 | 626.13 | 170.791 | 0.28996 | 624.028 | 159.672 | 0.28996 | 616.954 | 152.764 | 0 | 754.324 | 754.266 | 186732 | 61.4429 | 187521 | 162078 | 161487 | 161487 | 159226 | 158904 | 1589.3 | 0 | 0 | 546.036 | 0 | 158358 | 950 | 155633 | 154855.1875
6183 | 1990-09-15 14:00 | 570 | 603 | 172 | 25 | 5.2 | -9900 | 40.9665 | 241.329 | 46.0384 | 0 |  | 570 | 421.099 | 179.896 | 0.2169 | 306.052 | 168.107 | 0.2169 | 299.029 | 160.835 | 0 | 450.667 | 450.992 | 111662 | 46.4312 | 111473 | 101226 | 100674 | 100674 | 97632.1 | 97425.7 | 1405.03 | 0 | 0 | 81.8211 | 0 | 97343.9 | 949.871 | 95643.5 | 95165.2578
6184 | 1990-09-15 15:00 | 372 | 524 | 112 | 24.4 | 4.1 | -9900 | 29.3247 | 252.925 | 58.2001 | 0 |  | 372 | 279.48 | 118.024 | 0.14156 | 183.535 | 110.223 | 0.14156 | 174.728 | 105.455 | 0 | 274.58 | 274.346 | 67923.6 | 38.1061 | 67045.5 | 63075.4 | 62335.8 | 62335.8 | 61205.3 | 61145.6 | 1515.88 | 0 | 0 | 81.6466 | 0 | 61064 | 949.887 | 59846.4 | 59547.1914
6185 | 1990-09-15 16:00 | 224 | 540 | 63 | 23.3 | 3.1 | -9900 | 16.9973 | 262.222 | 71.0141 | 0 |  | 224 | 178.985 | 67.0973 | 0.085239 | 125.869 | 62.5959 | 0.085239 | 111.908 | 59.8891 | 0 | 168.361 | 168.175 | 41638.5 | 32.093 | 40394.8 | 39074 | 38651.1 | 38651.1 | 37454 | 37422.6 | 1367.37 | 0 | 0 | -51.9037 | 0 | 37474.5 | 940.748 | 36551.8 | 36369.0469
6186 | 1990-09-15 17:00 | 51 | 204 | 27 | 21.7 | 3.1 | -9900 | 4.4031 | 270.506 | 84.0826 | 0 |  | 51 | 28.4077 | 28.5551 | 0.019407 | 11.187 | 26.5621 | 0.019407 | 6.772 | 25.4142 | 0 | 31.5425 | 31.5681 | 7813.64 | 23.3505 | 6619 | 6650.99 | 6590.11 | 6590.11 | 6496.38 | 6495.21 | 1242.85 | 0 | 0 | 0.48417 | 0 | 6494.73 | 943.297 | 6193.32 | 6162.3584
6187 | 1990-09-15 18:00 | 0 | 0 | 0 | 21.1 | 2.6 | -9900
6188 | 1990-09-15 19:00 | 0 | 0 | 0 | 20.6 | 1.5 | -9900
6189 | 1990-09-15 20:00 | 0 | 0 | 0 | 20.6 | 2.6 | -9900
6190 | 1990-09-15 21:00 | 0 | 0 | 0 | 20.6 | 2.1 | -9900
6191 | 1990-09-15 22:00 | 0 | 0 | 0 | 20.6 | 2.6 | -9900
6192 | 1990-09-15 23:00 | 0 | 0 | 0 | 20.6 | 2.1 | -9900
6193 | 1990-09-16 | 0 | 0 | 0 | 20 | 2.6 | -9900
6194 | 1990-09-16 01:00 | 0 | 0 | 0 | 20 | 2.1 | -9900
6195 | 1990-09-16 02:00 | 0 | 0 | 0 | 20 | 2.1 | -9900
6196 | 1990-09-16 03:00 | 0 | 0 | 0 | 19.4 | 0 | -9900
6197 | 1990-09-16 04:00 | 0 | 0 | 0 | 18.9 | 0 | -9900
6198 | 1990-09-16 05:00 | 7 | 0 | 7 | 20 | 2.1 | -9900 | -1.4385 | 85.9678 | 89.7824 | 0 |  | 7 | 0 | 6.8663 | 0.0026637 | 0 | 6.4218 | 0 | 0 | 6.1439 | 0 | 6.021 | 6.0184 | 1489.94 | 20.3293 | 704.383 | 706.512 | 699.361 | 699.361 | 689.57 | 689.563 | 1465.09 | 0 | 0 | 0.0095151 | 0 | 689.554 | 950 | 654.293 | 651.0216
6199 | 1990-09-16 06:00 | 100 | 53 | 89 | 20 | 3.6 | -9900 | 11.1634 | 94.1282 | 80.1569 | 0 |  | 100 | 9.7 | 89.7456 | 0.038053 | 9.2747 | 83.9623 | 0.038053 | 7.0088 | 80.3294 | 0 | 85.5914 | 85.5432 | 21176.9 | 24.372 | 19750.1 | 19792.8 | 19712.4 | 19712.4 | 19436.4 | 19431.4 | 1554.13 | 0 | 0 | 8.1983 | 0 | 19423.2 | 950 | 18712.8 | 18619.1914
6200 | 1990-09-16 07:00 | 192 | 57 | 169 | 20.6 | 3.6 | -9900 | 23.6278 | 102.875 | 67.1524 | 0 |  | 192 | 22.2521 | 170.654 | 0.073062 | 21.6058 | 159.643 | 0.073062 | 19.902 | 152.736 | 0 | 169.185 | 169.103 | 41863.1 | 29.2427 | 40542.2 | 39883 | 39756.6 | 39756.6 | 39200 | 39180.2 | 1576.92 | 0 | 0 | 34.0924 | 0 | 39146.1 | 950 | 38235.5 | 38044.293
6201 | 1990-09-16 08:00 | 453 | 365 | 240 | 21.1 | 3.1 | -9900 | 35.6137 | 113.269 | 54.5047 | 0 |  | 453 | 212.099 | 240.389 | 0.17238 | 204.433 | 225.072 | 0.17238 | 197.064 | 215.332 | 0 | 404.148 | 403.855 | 99977 | 42.2155 | 99564.1 | 93085.2 | 92653.1 | 92653.1 | 91355.7 | 91240.6 | 1534.7 | 0 | 0 | 178.151 | 0 | 91062.5 | 949.999 | 89555.6 | 89107.8203
6202 | 1990-09-16 09:00 | 416 | 123 | 327 | 22.2 | 4.6 | -9900 | 46.5346 | 126.97 | 42.7076 | 0 |  | 416 | 89.9941 | 328.163 | 0.1583 | 83.8189 | 307.124 | 0.1583 | 82.318 | 293.834 | 0 | 368.629 | 368.496 | 91225.6 | 40.1957 | 90656.9 | 85482.6 | 85257.8 | 85257.8 | 84064.1 | 83970.4 | 1552.43 | 0 | 0 | 153.019 | 0 | 83817.4 | 950 | 82371.6 | 81959.7031
6203 | 1990-09-16 10:00 | 825 | 861 | 115 | 22.2 | 4.6 | -9900 | 55.2268 | 146.486 | 32.8399 | 0 |  | 825 | 725.525 | 117.794 | 0.31394 | 655.517 | 110.238 | 0.31394 | 649.354 | 105.468 | 0 | 739.726 | 739.052 | 182950 | 58.2919 | 183571 | 158669 | 157816 | 157816 | 155556 | 155155 | 1443.41 | 0 | 0 | 377.1 | 0 | 154778 | 950 | 152093 | 151332.8281
6204 | 1990-09-16 11:00 | 832 | 800 | 138 | 22.2 | 5.2 | -9900 | 59.6168 | 173.334 | 27.1937 | 0 |  | 832 | 715.259 | 143.208 | 0.3166 | 670.246 | 133.996 | 0.3166 | 666.094 | 128.198 | 0 | 778.406 | 776.852 | 192324 | 59.1162 | 193035 | 167192 | 166502 | 166502 | 164170 | 163749 | 1465.28 | 0 | 0 | 491.321 | 0 | 163258 | 950 | 160412 | 159609.4844
6205 | 1990-09-16 12:00 | 888 | 916 | 108 | 22.2 | 4.6 | -9900 | 57.855 | 202.253 | 28.3825 | 0 |  | 888 | 810.333 | 111.604 | 0.33791 | 793.1 | 104.379 | 0.33791 | 787.672 | 99.8632 | 0 | 869.784 | 868.974 | 215119 | 64.6367 | 215914 | 183367 | 182377 | 182377 | 179824 | 179378 | 1535.59 | 0 | 0 | 651.864 | 0 | 178726 | 950 | 175536 | 174657.8281
6206 | 1990-09-16 13:00 | 719 | 741 | 141 | 21.7 | 5.2 | -9900 | 50.7705 | 225.097 | 35.7095 | 0 |  | 719 | 605.624 | 147.423 | 0.2736 | 603.3 | 137.823 | 0.2736 | 596.297 | 131.861 | 0 | 713.594 | 713.594 | 176662 | 55.6101 | 177376 | 157233 | 156595 | 156595 | 154403 | 154094 | 1574.78 | 0 | 0 | 509.352 | 0 | 153584 | 950 | 150964 | 150209.5625
6207 | 1990-09-16 14:00 | 605 | 734 | 123 | 21.7 | 4.6 | -9900 | 40.6404 | 241.032 | 46.3509 | 0 |  | 605 | 510.439 | 129.085 | 0.23022 | 372.471 | 120.627 | 0.23022 | 363.774 | 115.409 | 0 | 469.6 | 469.645 | 116287 | 44.6353 | 116191 | 105669 | 105326 | 105326 | 100780 | 100555 | 1425.35 | 0 | 0 | 153.769 | 0 | 100401 | 941.442 | 98656.1 | 98162.8359
6208 | 1990-09-16 15:00 | 464 | 744 | 99 | 21.1 | 3.6 | -9900 | 29.0239 | 252.63 | 58.4848 | 0 |  | 464 | 392.878 | 104.684 | 0.17657 | 257.95 | 97.7583 | 0.17657 | 245.362 | 93.5301 | 0 | 332.115 | 332.073 | 82220.5 | 38.0718 | 81610.3 | 76299.2 | 75423.2 | 75423.2 | 73897 | 73805.8 | 1498.64 | 0 | 0 | 122.905 | 0 | 73682.9 | 947.795 | 72341.1 | 71979.4375
6209 | 1990-09-16 16:00 | 162 | 175 | 111 | 20 | 4.1 | -9900 | 16.7103 | 261.937 | 71.2838 | 0 |  | 162 | 56.8533 | 114.407 | 0.061646 | 39.791 | 106.833 | 0.061646 | 35.2807 | 102.212 | 0 | 134.743 | 134.62 | 33329 | 26.7255 | 31943.4 | 31701.3 | 31534 | 31534 | 31092.5 | 31075.4 | 1407.03 | 0 | 0 | 15.9881 | 0 | 31059.4 | 950 | 30213.7 | 30062.5918
6210 | 1990-09-16 17:00 | 41 | 34 | 37 | 19.4 | 2.6 | -9900 | 4.1201 | 270.228 | 84.3476 | 0 |  | 41 | 4.5233 | 37.6948 | 0.015602 | 1.8257 | 35.1201 | 0.015602 | 1.0614 | 33.6019 | 0 | 33.97 | 33.9688 | 8409.27 | 21.2169 | 7173.85 | 7274.28 | 7238.92 | 7238.92 | 7137.58 | 7136.84 | 1500.08 | 0 | 0 | 1.0136 | 0 | 7135.83 | 950 | 6805.78 | 6771.7554
6211 | 1990-09-16 18:00 | 0 | 0 | 0 | 19.4 | 2.6 | -9900
6212 | 1990-09-16 19:00 | 0 | 0 | 0 | 18.9 | 3.6 | -9900
6213 | 1990-09-16 20:00 | 0 | 0 | 0 | 18.9 | 2.1 | -9900
6214 | 1990-09-16 21:00 | 0 | 0 | 0 | 18.9 | 3.1 | -9900
6215 | 1990-09-16 22:00 | 0 | 0 | 0 | 18.9 | 1.5 | -9900
6216 | 1990-09-16 23:00 | 0 | 0 | 0 | 18.3 | 2.6 | -9900
6217 | 1990-09-17 | 0 | 0 | 0 | 18.3 | 2.6 | -9900
6218 | 1990-09-17 01:00 | 0 | 0 | 0 | 18.3 | 2.1 | -9900
6219 | 1990-09-17 02:00 | 0 | 0 | 0 | 18.3 | 3.1 | -9900
6220 | 1990-09-17 03:00 | 0 | 0 | 0 | 18.9 | 2.6 | -9900
6221 | 1990-09-17 04:00 | 0 | 0 | 0 | 18.3 | 3.6 | -9900
6222 | 1990-09-17 05:00 | 9 | 0 | 9 | 18.3 | 2.6 | -9900 | -1.5732 | 86.3407 | 89.805 | 0 |  | 9 | 0 | 8.5429 | 0.0034248 | 0 | 7.99 | 0 | 0 | 7.6444 | 0 | 7.4915 | 7.4893 | 1854.11 | 18.7006 | 1016.57 | 1026.9 | 1018.75 | 1018.75 | 1004.49 | 1004.47 | 1483.25 | 0 | 0 | 0.02071 | 0 | 1004.45 | 950 | 953.333 | 948.5663
6223 | 1990-09-17 06:00 | 42 | 1 | 42 | 19.4 | 3.1 | -9900 | 11.0283 | 94.5079 | 80.2673 | 0 |  | 42 | 0 | 41.6348 | 0.015982 | 0 | 38.9383 | 0.015982 | 0 | 37.2536 | 0 | 36.5086 | 36.4832 | 9031.87 | 21.3075 | 7775.32 | 7882.35 | 7844.77 | 7844.77 | 7734.94 | 7734.15 | 1555.5 | 0 | 0 | 1.3001 | 0 | 7732.85 | 950 | 7379.43 | 7342.5371
6224 | 1990-09-17 07:00 | 122 | 5 | 120 | 20 | 3.1 | -9900 | 23.4798 | 103.276 | 67.2733 | 0 |  | 122 | 1.9367 | 118.866 | 0.046425 | 1.8797 | 111.197 | 0.046425 | 1.7302 | 106.386 | 0 | 105.954 | 105.913 | 26219.9 | 25.5376 | 24789.8 | 24734.2 | 24658 | 24658 | 24312.8 | 24305.1 | 1562.5 | 0 | 0 | 12.9146 | 0 | 24292.2 | 950 | 23493.1 | 23375.5879
6225 | 1990-09-17 08:00 | 246 | 24 | 231 | 21.1 | 3.1 | -9900 | 35.437 | 113.705 | 54.6512 | 0 |  | 246 | 14.9474 | 229.316 | 0.09361 | 14.404 | 214.54 | 0.09361 | 13.8804 | 205.258 | 0 | 214.755 | 214.657 | 53141 | 32.3233 | 51958.3 | 50522.6 | 50394.1 | 50394.1 | 49688.6 | 49656.9 | 1574.66 | 0 | 0 | 54.2477 | 0 | 49602.7 | 950 | 48501.4 | 48258.8828
6226 | 1990-09-17 09:00 | 687 | 642 | 221 | 21.7 | 3.6 | -9900 | 46.3077 | 127.442 | 42.902 | 0 |  | 687 | 471.503 | 225.018 | 0.26142 | 438.41 | 210.687 | 0.26142 | 430.469 | 201.569 | 0 | 619.398 | 618.974 | 153230 | 53.3349 | 153651 | 136721 | 136255 | 136255 | 134348 | 134078 | 1488.12 | 0 | 0 | 371.864 | 0 | 133707 | 950 | 131440 | 130782.6641
6227 | 1990-09-17 10:00 | 811 | 771 | 177 | 22.8 | 4.6 | -9900 | 54.9253 | 146.936 | 33.1131 | 0 |  | 811 | 648.245 | 181.73 | 0.30861 | 585.702 | 170.094 | 0.30861 | 580.088 | 162.734 | 0 | 727.965 | 727.054 | 179982 | 58.306 | 180596 | 156445 | 155660 | 155660 | 153480 | 153096 | 1441.32 | 0 | 0 | 421.388 | 0 | 152674 | 950 | 150041 | 149290.4219
6228 | 1990-09-17 11:00 | 869 | 795 | 183 | 22.2 | 5.2 | -9900 | 59.2407 | 173.581 | 27.5581 | 0 |  | 869 | 707.431 | 188.903 | 0.33068 | 661.924 | 176.745 | 0.33068 | 657.702 | 169.097 | 0 | 810.263 | 809.055 | 200290 | 60.6465 | 201000 | 172905 | 172428 | 172428 | 170012 | 169578 | 1488.18 | 0 | 0 | 544.35 | 0 | 169034 | 950 | 166056 | 165226.0625
6229 | 1990-09-17 12:00 | 850 | 790 | 181 | 22.2 | 5.2 | -9900 | 57.4603 | 202.181 | 28.7752 | 0 |  | 850 | 695.454 | 187.708 | 0.32345 | 680.664 | 175.557 | 0.32345 | 675.861 | 167.962 | 0 | 826.946 | 826.381 | 204575 | 61.4698 | 205389 | 177059 | 176170 | 176170 | 173703 | 173291 | 1537.8 | 0 | 0 | 612.724 | 0 | 172678 | 950 | 169628 | 168779.6094
6230 | 1990-09-17 13:00 | 768 | 771 | 170 | 22.2 | 4.6 | -9900 | 50.4069 | 224.848 | 36.0653 | 0 |  | 768 | 627.035 | 178.081 | 0.29225 | 624.328 | 166.48 | 0.29225 | 616.908 | 159.277 | 0 | 760.661 | 760.555 | 188287 | 59.342 | 189084 | 164923 | 164242 | 164242 | 161942 | 161605 | 1569.45 | 0 | 0 | 561.666 | 0 | 161043 | 950 | 158259 | 157467.2344
6231 | 1990-09-17 14:00 | 620 | 720 | 150 | 21.7 | 4.6 | -9900 | 40.3131 | 240.738 | 46.6649 | 0 |  | 620 | 498.192 | 157.513 | 0.23593 | 365.716 | 147.184 | 0.23593 | 357.029 | 140.817 | 0 | 487.889 | 487.902 | 120804 | 45.5269 | 120758 | 109627 | 109140 | 109140 | 104989 | 104750 | 1420.15 | 0 | 0 | 151.955 | 0 | 104598 | 947.495 | 102772 | 102258.4062
6232 | 1990-09-17 15:00 | 280 | 232 | 168 | 21.7 | 4.6 | -9900 | 28.722 | 252.336 | 58.7707 | 0 |  | 280 | 120.721 | 172.513 | 0.10655 | 79.2442 | 161.193 | 0.10655 | 75.3114 | 154.22 | 0 | 224.941 | 224.902 | 55680.5 | 32.6832 | 54554.8 | 52833.4 | 52508.1 | 52508.1 | 51761.1 | 51721.5 | 1520.26 | 0 | 0 | 44.644 | 0 | 51676.8 | 950 | 50527.7 | 50275.0312
6233 | 1990-09-17 16:00 | 132 | 117 | 98 | 20 | 4.6 | -9900 | 16.4223 | 261.653 | 71.5546 | 0 |  | 132 | 38.0102 | 99.8455 | 0.05023 | 26.485 | 93.2771 | 0.05023 | 23.4163 | 89.2424 | 0 | 110.406 | 110.32 | 27312.6 | 25.3875 | 25893 | 25836.9 | 25713 | 25713 | 25353 | 25342.5 | 1457.48 | 0 | 0 | 11.6102 | 0 | 25330.9 | 950 | 24524.6 | 24401.9688
6234 | 1990-09-17 17:00 | 37 | 5 | 36 | 18.9 | 2.6 | -9900 | 3.8364 | 269.95 | 84.6132 | 0 |  | 37 | 1.0779 | 36.4847 | 0.01408 | 0.44132 | 34.1082 | 0.01408 | 0.24722 | 32.6326 | 0 | 32.2222 | 32.2172 | 7975.83 | 20.6232 | 6754.12 | 6863.48 | 6831.92 | 6831.92 | 6736.27 | 6735.66 | 1530.14 | 0 | 0 | 0.95728 | 0 | 6734.7 | 950 | 6421.65 | 6389.543
6235 | 1990-09-17 18:00 | 0 | 0 | 0 | 18.9 | 3.6 | -9900
6236 | 1990-09-17 19:00 | 0 | 0 | 0 | 18.3 | 3.1 | -9900
6237 | 1990-09-17 20:00 | 0 | 0 | 0 | 18.9 | 3.1 | -9900
6238 | 1990-09-17 21:00 | 0 | 0 | 0 | 18.9 | 4.6 | -9900
6239 | 1990-09-17 22:00 | 0 | 0 | 0 | 18.9 | 3.1 | -9900
6240 | 1990-09-17 23:00 | 0 | 0 | 0 | 18.9 | 2.1 | -9900
6241 | 1990-09-18 | 0 | 0 | 0 | 19.4 | 3.1 | -9900
6242 | 1990-09-18 01:00 | 0 | 0 | 0 | 18.9 | 2.6 | -9900
6243 | 1990-09-18 02:00 | 0 | 0 | 0 | 19.4 | 2.6 | -9900
6244 | 1990-09-18 03:00 | 0 | 0 | 0 | 19.4 | 2.6 | -9900
6245 | 1990-09-18 04:00 | 0 | 0 | 0 | 19.4 | 4.1 | -9900
6246 | 1990-09-18 05:00 | 4 | 0 | 4 | 20 | 3.1 | -9900 | -1.7082 | 86.7143 | 89.8203 | 0 |  | 4 | 0 | 4.1165 | 0.0015221 | 0 | 3.8498 | 0 | 0 | 3.6832 | 0 | 3.6095 | 3.6081 | 893.232 | 20.1886 | 263.605 | 262.852 | 262.051 | 262.051 | 258.383 | 258.382 | 1442.47 | 0 | 0 | 0.0013111 | 0 | 258.38 | 950 | 245.081 | 243.8555
6247 | 1990-09-18 06:00 | 52 | 4 | 52 | 20 | 3.1 | -9900 | 10.8924 | 94.888 | 80.3785 | 0 |  | 52 | 0 | 51.4221 | 0.019788 | 0 | 48.1046 | 0.019788 | 0 | 46.0232 | 0 | 45.1027 | 45.0832 | 11161 | 22.3572 | 9848.29 | 9945.93 | 9903.68 | 9903.68 | 9765.03 | 9763.78 | 1556.3 | 0 | 0 | 2.072 | 0 | 9761.71 | 950 | 9331.02 | 9284.3682
6248 | 1990-09-18 07:00 | 130 | 2 | 129 | 20.6 | 2.6 | -9900 | 23.3304 | 103.677 | 67.3955 | 0 |  | 130 | 0.96924 | 127.762 | 0.049469 | 0.9403 | 119.526 | 0.049469 | 0.86493 | 114.355 | 0 | 112.915 | 112.886 | 27946.3 | 26.638 | 26520.8 | 26350.3 | 26269 | 26269 | 25901.2 | 25892.6 | 1571.56 | 0 | 0 | 14.8162 | 0 | 25877.7 | 950 | 25058.9 | 24933.6445
6249 | 1990-09-18 08:00 | 330 | 5 | 327 | 21.7 | 3.1 | -9900 | 35.2583 | 114.14 | 54.7997 | 0 |  | 330 | 2.9917 | 324.872 | 0.12557 | 2.8803 | 304.012 | 0.12557 | 2.7747 | 290.857 | 0 | 287.759 | 287.642 | 71209 | 36.7393 | 70298.9 | 67209.6 | 67040.3 | 67040.3 | 66101.8 | 66045.2 | 1569.72 | 0 | 0 | 96.077 | 0 | 65949.1 | 949.999 | 64626.3 | 64303.1914
6250 | 1990-09-18 09:00 | 407 | 167 | 286 | 22.8 | 4.1 | -9900 | 46.0784 | 127.91 | 43.0991 | 0 |  | 407 | 122.507 | 287.107 | 0.15488 | 113.717 | 268.691 | 0.15488 | 111.633 | 257.064 | 0 | 361.323 | 361.169 | 89410.2 | 40.8437 | 88811.6 | 83499.7 | 83260.2 | 83260.2 | 82094.5 | 82002.3 | 1530.06 | 0 | 0 | 143.868 | 0 | 81858.4 | 949.999 | 80423.3 | 80021.1484
6251 | 1990-09-18 10:00 | 746 | 563 | 284 | 22.2 | 5.2 | -9900 | 54.6215 | 147.38 | 33.3892 | 0 |  | 746 | 472.662 | 290.032 | 0.28388 | 427.064 | 271.451 | 0.28388 | 422.89 | 259.705 | 0 | 668.944 | 667.847 | 165327 | 53.9363 | 165859 | 147036 | 146367 | 146367 | 144318 | 144002 | 1478.54 | 0 | 0 | 398.234 | 0 | 143603 | 950 | 141153 | 140447.7031
6252 | 1990-09-18 11:00 | 822 | 708 | 214 | 22.8 | 4.1 | -9900 | 58.8635 | 173.823 | 27.924 | 0 |  | 822 | 627.367 | 221.623 | 0.3128 | 586.135 | 207.368 | 0.3128 | 582.286 | 198.395 | 0 | 765.068 | 763.75 | 189075 | 60.9563 | 189777 | 163131 | 162511 | 162511 | 160235 | 159855 | 1492.72 | 0 | 0 | 491.555 | 0 | 159363 | 950 | 156606 | 155823.0312
6253 | 1990-09-18 12:00 | 821 | 817 | 132 | 22.8 | 5.7 | -9900 | 57.0649 | 202.11 | 29.1686 | 0 |  | 821 | 716.7 | 137.867 | 0.31241 | 700.443 | 128.943 | 0.31241 | 695.347 | 123.365 | 0 | 802.338 | 801.685 | 198462 | 60.0393 | 199266 | 172830 | 171670 | 171670 | 169266 | 168856 | 1527.48 | 0 | 0 | 555.056 | 0 | 168301 | 950 | 165351 | 164524.5938
6254 | 1990-09-18 13:00 | 652 | 677 | 129 | 22.8 | 5.7 | -9900 | 50.0422 | 224.602 | 36.4224 | 0 |  | 652 | 548.796 | 135.222 | 0.24811 | 546.427 | 126.415 | 0.24811 | 539.778 | 120.947 | 0 | 647.51 | 647.345 | 160261 | 52.87 | 160805 | 144212 | 143579 | 143579 | 141569 | 141310 | 1571.36 | 0 | 0 | 429.644 | 0 | 140880 | 950 | 138531 | 137837.8594
6255 | 1990-09-18 14:00 | 577 | 711 | 117 | 22.2 | 5.7 | -9900 | 39.9845 | 240.446 | 46.9803 | 0 |  | 577 | 488.05 | 123.015 | 0.21957 | 358.263 | 114.953 | 0.21957 | 349.597 | 109.981 | 0 | 450.386 | 450.589 | 111564 | 43.1305 | 111403 | 102170 | 101677 | 101677 | 97292.2 | 97079.9 | 1421.87 | 0 | 0 | 141.716 | 0 | 96938.2 | 941.903 | 95252.9 | 94776.6641
6256 | 1990-09-18 15:00 | 414 | 627 | 112 | 21.7 | 5.2 | -9900 | 28.419 | 252.044 | 59.0579 | 0 |  | 414 | 325.973 | 118.129 | 0.15754 | 212.949 | 110.321 | 0.15754 | 202.19 | 105.549 | 0 | 301.584 | 301.361 | 74616.4 | 36.0207 | 73855.4 | 69945.6 | 68988.1 | 68988.1 | 67832.7 | 67755.9 | 1469.65 | 0 | 0 | 98.2357 | 0 | 67657.6 | 948.979 | 66397.5 | 66065.4688
6257 | 1990-09-18 16:00 | 211 | 520 | 63 | 21.1 | 3.1 | -9900 | 16.1336 | 261.368 | 71.8261 | 0 |  | 211 | 165.943 | 67.193 | 0.080292 | 114.833 | 62.6843 | 0.080292 | 101.233 | 59.9737 | 0 | 157.983 | 157.846 | 39082.2 | 29.3529 | 37808.7 | 36976.1 | 36650.1 | 36650.1 | 35657.9 | 35630.1 | 1378.85 | 0 | 0 | -59.1919 | 0 | 35689.3 | 941.39 | 34798.9 | 34624.875
6258 | 1990-09-18 17:00 | 44 | 135 | 28 | 20 | 3.1 | -9900 | 3.5523 | 269.672 | 84.8789 | 0 |  | 44 | 16.3977 | 28.3507 | 0.016743 | 6.9379 | 26.377 | 0.016743 | 3.7367 | 25.2371 | 0 | 28.3943 | 28.3822 | 7025.84 | 21.484 | 5849.61 | 5921.3 | 5875.14 | 5875.14 | 5792.89 | 5792.14 | 1291.32 | 0 | 0 | 0.46757 | 0 | 5791.67 | 950 | 5517.87 | 5490.2798
6259 | 1990-09-18 18:00 | 0 | 0 | 0 | 19.4 | 3.1 | -9900
6260 | 1990-09-18 19:00 | 0 | 0 | 0 | 19.4 | 2.1 | -9900
6261 | 1990-09-18 20:00 | 0 | 0 | 0 | 18.9 | 2.1 | -9900
6262 | 1990-09-18 21:00 | 0 | 0 | 0 | 18.9 | 1.5 | -9900
6263 | 1990-09-18 22:00 | 0 | 0 | 0 | 18.9 | 2.6 | -9900
6264 | 1990-09-18 23:00 | 0 | 0 | 0 | 18.9 | 2.1 | -9900
6265 | 1990-09-19 | 0 | 0 | 0 | 19.4 | 3.6 | -9900
6266 | 1990-09-19 01:00 | 0 | 0 | 0 | 18.9 | 3.1 | -9900
6267 | 1990-09-19 02:00 | 0 | 0 | 0 | 18.9 | 2.6 | -9900
6268 | 1990-09-19 03:00 | 0 | 0 | 0 | 18.9 | 3.1 | -9900
6269 | 1990-09-19 04:00 | 0 | 0 | 0 | 19.4 | 2.6 | -9900
6270 | 1990-09-19 05:00 | 9 | 1 | 9 | 19.4 | 3.1 | -9900 | -1.8436 | 87.0884 | 89.8358 | 0 |  | 9 | 0 | 8.5444 | 0.0034248 | 0 | 7.9913 | 0 | 0 | 7.6456 | 0 | 7.4927 | 7.49 | 1854.23 | 19.7916 | 1016.64 | 1025.28 | 1017.28 | 1017.28 | 1003.04 | 1003.02 | 1473.53 | 0 | 0 | 0.020416 | 0 | 1003 | 950 | 951.955 | 947.1948
6271 | 1990-09-19 06:00 | 62 | 16 | 59 | 20 | 4.6 | -9900 | 10.7556 | 95.2682 | 80.4905 | 0 |  | 62 | 2.6523 | 59.6293 | 0.023593 | 2.5338 | 55.7417 | 0.023593 | 1.8889 | 53.3302 | 0 | 54.1148 | 54.0934 | 13391.5 | 22.6417 | 12035 | 12142 | 12094.3 | 12094.3 | 11925 | 11923.1 | 1564.65 | 0 | 0 | 3.0981 | 0 | 11920 | 950 | 11414 | 11356.9102
6272 | 1990-09-19 07:00 | 111 | 2 | 111 | 20 | 5.2 | -9900 | 23.1795 | 104.077 | 67.5192 | 0 |  | 111 | 0 | 109.977 | 0.042239 | 0 | 102.878 | 0.042239 | 0 | 98.4263 | 0 | 96.4577 | 96.424 | 23871.1 | 24.5821 | 22438.8 | 22471.1 | 22400.8 | 22400.8 | 22087.2 | 22080.9 | 1564.29 | 0 | 0 | 10.6886 | 0 | 22070.2 | 950 | 21306.1 | 21199.5508
6273 | 1990-09-19 08:00 | 309 | 9 | 304 | 20.6 | 4.6 | -9900 | 35.0776 | 114.573 | 54.9504 | 0 |  | 309 | 4.9898 | 302.008 | 0.11758 | 4.7998 | 282.601 | 0.11758 | 4.6223 | 270.373 | 0 | 269.496 | 269.373 | 66686.8 | 33.7549 | 65704.4 | 63548.8 | 63389.6 | 63389.6 | 62502.1 | 62451.4 | 1561.65 | 0 | 0 | 84.9242 | 0 | 62366.5 | 949.999 | 61085.3 | 60779.8906
6274 | 1990-09-19 09:00 | 287 | 9 | 280 | 20 | 3.6 | -9900 | 45.8466 | 128.375 | 43.299 | 0 |  | 287 | 7.0917 | 278.568 | 0.10921 | 6.5734 | 260.593 | 0.10921 | 6.4515 | 249.318 | 0 | 250.654 | 250.585 | 62035.8 | 32.8071 | 60981.5 | 59190.7 | 59039.6 | 59039.6 | 58213.1 | 58169.6 | 1571.42 | 0 | 0 | 74.3474 | 0 | 58095.2 | 950 | 56860.8 | 56576.5156
6275 | 1990-09-19 10:00 | 325 | 6 | 320 | 21.1 | 3.6 | -9900 | 54.3155 | 147.817 | 33.6679 | 0 |  | 325 | 5.1185 | 318.931 | 0.12367 | 4.6247 | 298.329 | 0.12367 | 4.5786 | 285.422 | 0 | 284.2 | 284.087 | 70329.4 | 35.6193 | 69404.9 | 66648.9 | 66482.9 | 66482.9 | 65552.2 | 65496 | 1552.78 | 0 | 0 | 92.573 | 0 | 65403.4 | 949.999 | 64084.4 | 63763.9922
6276 | 1990-09-19 11:00 | 758 | 582 | 260 | 21.7 | 5.2 | -9900 | 58.4851 | 174.06 | 28.2913 | 0 |  | 758 | 514.172 | 268.157 | 0.28844 | 480.381 | 250.901 | 0.28844 | 477.133 | 240.045 | 0 | 702.835 | 701.759 | 173727 | 55.0477 | 174356 | 154115 | 153541 | 153541 | 151391 | 151049 | 1483.24 | 0 | 0 | 437.654 | 0 | 150611 | 950 | 148047 | 147306.9062
6277 | 1990-09-19 12:00 | 788 | 684 | 213 | 21.7 | 5.7 | -9900 | 56.6689 | 202.04 | 29.5626 | 0 |  | 788 | 598.501 | 221.698 | 0.29986 | 584.925 | 207.349 | 0.29986 | 580.54 | 198.378 | 0 | 763.339 | 762.852 | 188854 | 57.1355 | 189626 | 166669 | 165670 | 165670 | 163350 | 162986 | 1540.88 | 0 | 0 | 538.473 | 0 | 162447 | 950 | 159629 | 158831.0781
6278 | 1990-09-19 13:00 | 784 | 859 | 125 | 22.2 | 6.2 | -9900 | 49.6765 | 224.358 | 36.7807 | 0 |  | 784 | 692.018 | 131.157 | 0.29834 | 688.053 | 122.615 | 0.29834 | 679.481 | 117.31 | 0 | 780.856 | 780.836 | 193315 | 57.655 | 194133 | 170544 | 169608 | 169608 | 167232 | 166868 | 1571.48 | 0 | 0 | 592.869 | 0 | 166275 | 950 | 163372 | 162554.8906
6279 | 1990-09-19 14:00 | 633 | 846 | 89 | 21.7 | 5.7 | -9900 | 39.6548 | 240.156 | 47.297 | 0 |  | 633 | 577.722 | 93.0728 | 0.24088 | 426.62 | 86.9876 | 0.24088 | 416.12 | 83.2246 | 0 | 489.358 | 489.319 | 121163 | 44.4295 | 121163 | 110022 | 109290 | 109290 | 103566 | 103375 | 1491.41 | 0 | 0 | 188.101 | 0 | 103187 | 937.511 | 101403 | 100895.6562
6280 | 1990-09-19 15:00 | 439 | 763 | 75 | 21.7 | 5.7 | -9900 | 28.115 | 251.752 | 59.3461 | 0 |  | 439 | 393.458 | 79.6648 | 0.16705 | 258.167 | 74.3969 | 0.16705 | 244.909 | 71.1791 | 0 | 309.766 | 310.27 | 76827.7 | 36.1124 | 76161.7 | 71794.1 | 70530.1 | 70530.1 | 69124.8 | 69041.8 | 1486.37 | 0 | 0 | 110.112 | 0 | 68931.7 | 943.958 | 67677.6 | 67339.2031
6281 | 1990-09-19 16:00 | 209 | 562 | 52 | 21.1 | 3.6 | -9900 | 15.8442 | 261.084 | 72.0984 | 0 |  | 209 | 176.57 | 55.8334 | 0.079531 | 121.585 | 52.0755 | 0.079531 | 106.856 | 49.8238 | 0 | 153.546 | 153.54 | 38017.3 | 28.9473 | 36751.6 | 35974 | 35651.6 | 35651.6 | 34555.9 | 34529.7 | 1389.23 | 0 | 0 | -19.5025 | 0 | 34549.2 | 941.331 | 33683.9 | 33515.4883
6282 | 1990-09-19 17:00 | 42 | 114 | 29 | 20 | 3.6 | -9900 | 3.2679 | 269.393 | 85.1264 | 0 |  | 42 | 12.681 | 29.0274 | 0.015982 | 5.4264 | 27.0138 | 0.015982 | 2.8134 | 25.8462 | 0 | 28.0865 | 28.0897 | 6953.62 | 21.4356 | 5777.29 | 5850.48 | 5807.1 | 5807.1 | 5725.8 | 5725.15 | 1345.52 | 0 | 0 | 0.52895 | 0 | 5724.63 | 950 | 5453.61 | 5426.3413
6283 | 1990-09-19 18:00 | 0 | 0 | 0 | 19.4 | 4.1 | -9900
6284 | 1990-09-19 19:00 | 0 | 0 | 0 | 20 | 3.1 | -9900
6285 | 1990-09-19 20:00 | 0 | 0 | 0 | 20 | 4.1 | -9900
6286 | 1990-09-19 21:00 | 0 | 0 | 0 | 20 | 3.6 | -9900
6287 | 1990-09-19 22:00 | 0 | 0 | 0 | 20 | 4.6 | -9900
6288 | 1990-09-19 23:00 | 0 | 0 | 0 | 20 | 4.1 | -9900
6289 | 1990-09-20 | 0 | 0 | 0 | 20 | 3.1 | -9900
6290 | 1990-09-20 01:00 | 0 | 0 | 0 | 20 | 3.6 | -9900
6291 | 1990-09-20 02:00 | 0 | 0 | 0 | 19.4 | 2.6 | -9900
6292 | 1990-09-20 03:00 | 0 | 0 | 0 | 19.4 | 3.6 | -9900
6293 | 1990-09-20 04:00 | 0 | 0 | 0 | 19.4 | 2.6 | -9900
6294 | 1990-09-20 05:00 | 2 | 0 | 2 | 20 | 3.6 | -9900 | -1.9793 | 87.463 | 89.8513 | 0 |  | 2 | 0 | 2.1236 | 0.00076106 | 0 | 1.986 | 0 | 0 | 1.9001 | 0 | 1.8621 | 1.8615 | 460.846 | 20.0951 | 70.6992 | 70.4918 | 70.3989 | 70.3989 | 69.4133 | 69.4132 | 1421.63 | 0 | 0 | 9.267e-05 | 0 | 69.4131 | 950 | 65.8301 | 65.5009
6295 | 1990-09-20 06:00 | 51 | 6 | 50 | 20 | 3.1 | -9900 | 10.6179 | 95.6485 | 80.6033 | 0 |  | 51 | 0.88491 | 49.457 | 0.019407 | 0.84459 | 46.2654 | 0.019407 | 0.62685 | 44.2636 | 0 | 43.9927 | 43.975 | 10886.5 | 22.2992 | 9580.29 | 9677.23 | 9635.73 | 9635.73 | 9500.83 | 9499.63 | 1556.15 | 0 | 0 | 1.9754 | 0 | 9497.66 | 950 | 9076.77 | 9031.3809
6296 | 1990-09-20 07:00 | 144 | 6 | 142 | 20.6 | 3.6 | -9900 | 23.0271 | 104.477 | 67.6443 | 0 |  | 144 | 1.9421 | 140.615 | 0.054796 | 1.8793 | 131.563 | 0.054796 | 1.7261 | 125.871 | 0 | 125.045 | 125.017 | 30949.5 | 26.9895 | 29537.5 | 29309.3 | 29220.9 | 29220.9 | 28811.8 | 28800.9 | 1560.99 | 0 | 0 | 18.0414 | 0 | 28782.9 | 950 | 27936.6 | 27796.9023
6297 | 1990-09-20 08:00 | 218 | 4 | 215 | 21.1 | 4.1 | -9900 | 34.8948 | 115.005 | 55.1031 | 0 |  | 218 | 2.9961 | 213.455 | 0.082956 | 2.8794 | 199.695 | 0.082956 | 2.772 | 191.055 | 0 | 189.95 | 189.841 | 46997.5 | 30.5843 | 45734.8 | 44767.2 | 44651.8 | 44651.8 | 44026.7 | 44002.1 | 1580.71 | 0 | 0 | 42.8618 | 0 | 43959.2 | 950 | 42970.5 | 42755.6328
6298 | 1990-09-20 09:00 | 282 | 9 | 275 | 22.2 | 4.1 | -9900 | 45.6124 | 128.837 | 43.5015 | 0 |  | 282 | 7.0963 | 273.593 | 0.10731 | 6.5666 | 255.938 | 0.10731 | 6.4433 | 244.864 | 0 | 246.281 | 246.136 | 60934.4 | 34.4968 | 59863.5 | 57728 | 57581.2 | 57581.2 | 56775 | 56733.8 | 1570.61 | 0 | 0 | 70.7174 | 0 | 56663.1 | 950 | 55447.2 | 55169.9336
6299 | 1990-09-20 10:00 | 653 | 533 | 219 | 22.8 | 4.6 | -9900 | 54.0074 | 148.249 | 33.9493 | 0 |  | 653 | 444.551 | 225.226 | 0.24849 | 401.674 | 210.82 | 0.24849 | 397.593 | 201.697 | 0 | 587.305 | 586.447 | 145175 | 51.4394 | 145490 | 130355 | 129723 | 129723 | 127907 | 127652 | 1460.68 | 0 | 0 | 305.909 | 0 | 127346 | 950 | 125215 | 124588.7031
6300 | 1990-09-20 11:00 | 850 | 855 | 120 | 23.3 | 6.2 | -9900 | 58.1058 | 174.291 | 28.6599 | 0 |  | 850 | 754.162 | 123.489 | 0.32345 | 704.602 | 115.532 | 0.32345 | 699.699 | 110.534 | 0 | 794.028 | 792.513 | 196195 | 59.2852 | 196902 | 170289 | 169583 | 169583 | 167209 | 166773 | 1467 | 0 | 0 | 512.933 | 0 | 166260 | 950 | 163346 | 162529.1875
6301 | 1990-09-20 12:00 | 802 | 814 | 122 | 23.9 | 5.7 | -9900 | 56.2723 | 201.97 | 29.9573 | 0 |  | 802 | 708.252 | 126.046 | 0.30518 | 692.187 | 117.887 | 0.30518 | 686.84 | 112.786 | 0 | 783.634 | 782.949 | 193825 | 60.269 | 194619 | 168630 | 167490 | 167490 | 165145 | 164765 | 1536.83 | 0 | 0 | 541.475 | 0 | 164224 | 950 | 161366 | 160559.375
6302 | 1990-09-20 13:00 | 707 | 732 | 148 | 22.8 | 5.2 | -9900 | 49.31 | 224.118 | 37.1399 | 0 |  | 707 | 587.449 | 154.736 | 0.26904 | 584.083 | 144.661 | 0.26904 | 576.635 | 138.403 | 0 | 700.737 | 700.639 | 173461 | 56.0945 | 174144 | 154020 | 153189 | 153189 | 151044 | 150743 | 1559.64 | 0 | 0 | 482.262 | 0 | 150261 | 950 | 147712 | 146973.5156
6303 | 1990-09-20 14:00 | 547 | 636 | 141 | 22.2 | 5.7 | -9900 | 39.3242 | 239.868 | 47.6148 | 0 |  | 547 | 431.584 | 148.404 | 0.20815 | 319.963 | 138.67 | 0.20815 | 311.947 | 132.672 | 0 | 435.727 | 435.293 | 107778 | 42.4199 | 107540 | 99269.3 | 98694.2 | 98694.2 | 95241.1 | 95041.9 | 1408.84 | 0 | 0 | 64.0476 | 0 | 94977.8 | 949.449 | 93310.9 | 92844.3281
6304 | 1990-09-20 15:00 | 439 | 780 | 70 | 22.2 | 5.2 | -9900 | 27.8103 | 251.462 | 59.6351 | 0 |  | 439 | 399.447 | 74.5108 | 0.16705 | 262.644 | 69.5812 | 0.16705 | 248.927 | 66.5717 | 0 | 309.189 | 309.246 | 76571 | 36.8954 | 75908.3 | 71288.6 | 70157.2 | 70157.2 | 68120 | 68029.5 | 1471.14 | 0 | 0 | 101.761 | 51.5805 | 67876.2 | 938.085 | 66671.2 | 66337.8125
6305 | 1990-09-20 16:00 | 211 | 541 | 62 | 21.7 | 4.1 | -9900 | 15.5544 | 260.8 | 72.3712 | 0 |  | 211 | 168.1 | 66.2249 | 0.080292 | 115.131 | 61.7795 | 0.080292 | 100.859 | 59.108 | 0 | 156.768 | 156.668 | 38791 | 29.527 | 37517.2 | 36672.5 | 36310.3 | 36310.3 | 35468.8 | 35441.4 | 1375.99 | 0 | 0 | -56.0273 | 0 | 35497.4 | 944.815 | 34607.7 | 34434.668
6306 | 1990-09-20 17:00 | 43 | 119 | 29 | 20.6 | 3.6 | -9900 | 2.9833 | 269.114 | 85.3742 | 0 |  | 43 | 12.9641 | 28.7304 | 0.016363 | 5.5137 | 26.7427 | 0.016363 | 2.7472 | 25.5869 | 0 | 27.7674 | 27.7582 | 6871.58 | 22.0187 | 5698.43 | 5758.32 | 5719.72 | 5719.72 | 5639.64 | 5639.02 | 1344.97 | 0 | 0 | 0.51394 | 0 | 5638.51 | 950 | 5371.2 | 5344.3394
6307 | 1990-09-20 18:00 | 0 | 0 | 0 | 21.1 | 3.6 | -9900
6308 | 1990-09-20 19:00 | 0 | 0 | 0 | 20.6 | 3.1 | -9900
6309 | 1990-09-20 20:00 | 0 | 0 | 0 | 20.6 | 3.1 | -9900
6310 | 1990-09-20 21:00 | 0 | 0 | 0 | 20.6 | 3.1 | -9900
6311 | 1990-09-20 22:00 | 0 | 0 | 0 | 20.6 | 2.6 | -9900
6312 | 1990-09-20 23:00 | 0 | 0 | 0 | 20 | 3.1 | -9900
6313 | 1990-09-21 | 0 | 0 | 0 | 20 | 2.6 | -9900
6314 | 1990-09-21 01:00 | 0 | 0 | 0 | 20 | 2.6 | -9900
6315 | 1990-09-21 02:00 | 0 | 0 | 0 | 20 | 2.6 | -9900
6316 | 1990-09-21 03:00 | 0 | 0 | 0 | 20 | 2.1 | -9900
6317 | 1990-09-21 04:00 | 0 | 0 | 0 | 20 | 3.1 | -9900
6318 | 1990-09-21 05:00 | 8 | 2 | 8 | 20.6 | 3.1 | -9900 | -2.1154 | 87.8379 | 89.8668 | 0 |  | 8 | 0 | 7.7251 | 0.0030442 | 0 | 7.2249 | 0 | 0 | 6.9124 | 0 | 6.7741 | 6.771 | 1676.28 | 20.954 | 862.418 | 866.715 | 859.142 | 859.142 | 847.114 | 847.103 | 1472.02 | 0 | 0 | 0.01446 | 0 | 847.089 | 950 | 803.875 | 799.8555
6319 | 1990-09-21 06:00 | 80 | 97 | 62 | 20.6 | 4.1 | -9900 | 10.4792 | 96.0286 | 80.717 | 0 |  | 80 | 15.9431 | 60.9117 | 0.030442 | 15.2508 | 57.0651 | 0.030442 | 11.2656 | 54.5953 | 0 | 64.5437 | 64.5197 | 15971.7 | 23.8233 | 14584.5 | 14644.3 | 14570.4 | 14570.4 | 14366.4 | 14363.5 | 1528.42 | 0 | 0 | 4.4648 | 0 | 14359 | 950 | 13780.6 | 13711.6953
6320 | 1990-09-21 07:00 | 252 | 219 | 166 | 21.1 | 4.1 | -9900 | 22.8733 | 104.877 | 67.771 | 0 |  | 252 | 83.5893 | 164.783 | 0.095894 | 80.868 | 154.3 | 0.095894 | 74.219 | 147.622 | 0 | 217.404 | 217.179 | 53763.1 | 31.9501 | 52592.5 | 51192.4 | 50951.6 | 50951.6 | 50238.2 | 50203.8 | 1544.01 | 0 | 0 | 54.5132 | 0 | 50149.3 | 950 | 49032.2 | 48787.0078
6321 | 1990-09-21 08:00 | 498 | 535 | 191 | 22.2 | 3.6 | -9900 | 34.71 | 115.435 | 55.258 | 0 |  | 498 | 306.835 | 192.634 | 0.1895 | 294.685 | 180.415 | 0.1895 | 283.593 | 172.607 | 0 | 447.076 | 446.479 | 110527 | 45.019 | 110302 | 101901 | 101299 | 101299 | 99881 | 99740.3 | 1518.67 | 0 | 0 | 212.274 | 0 | 99528 | 949.999 | 97886.5 | 97397.0469
6322 | 1990-09-21 09:00 | 581 | 495 | 227 | 23.3 | 4.1 | -9900 | 45.3759 | 129.295 | 43.7067 | 0 |  | 581 | 359.105 | 230.764 | 0.22109 | 331.249 | 216.055 | 0.22109 | 324.96 | 206.705 | 0 | 521.031 | 520.518 | 128853 | 49.3046 | 128934 | 116815 | 116412 | 116412 | 114782 | 114586 | 1483.26 | 0 | 0 | 270.269 | 0 | 114315 | 950 | 112409 | 111846.5
6323 | 1990-09-21 10:00 | 704 | 574 | 239 | 23.9 | 3.6 | -9900 | 53.6973 | 148.673 | 34.2332 | 0 |  | 704 | 476.595 | 245.407 | 0.26789 | 428.664 | 229.703 | 0.26789 | 424.226 | 219.763 | 0 | 631.109 | 630.157 | 156000 | 56.1065 | 156439 | 137246 | 136484 | 136484 | 134573 | 134282 | 1435.74 | 0 | 0 | 331.069 | 0 | 133951 | 950 | 131694 | 131035.2578
6324 | 1990-09-21 11:00 | 868 | 836 | 158 | 23.9 | 6.2 | -9900 | 57.7256 | 174.517 | 29.0297 | 0 |  | 868 | 733.947 | 163.812 | 0.3303 | 685.719 | 153.273 | 0.3303 | 680.809 | 146.641 | 0 | 810.9 | 809.492 | 200398 | 60.6562 | 201103 | 172958 | 172266 | 172266 | 169854 | 169415 | 1486 | 0 | 0 | 540.358 | 0 | 168875 | 950 | 165900 | 165070.8594
6325 | 1990-09-21 12:00 | 825 | 810 | 151 | 23.9 | 5.7 | -9900 | 55.8755 | 201.902 | 30.3523 | 0 |  | 825 | 702.462 | 157.436 | 0.31394 | 685.532 | 147.247 | 0.31394 | 680.079 | 140.876 | 0 | 804.535 | 803.925 | 199021 | 61.2434 | 199823 | 172375 | 171453 | 171453 | 169052 | 168661 | 1551.11 | 0 | 0 | 572.134 | 0 | 168089 | 950 | 165143 | 164317.7656
6326 | 1990-09-21 13:00 | 759 | 837 | 124 | 23.9 | 5.2 | -9900 | 48.9428 | 223.88 | 37.5 | 0 |  | 759 | 667.825 | 130.211 | 0.28882 | 663.677 | 121.731 | 0.28882 | 655.014 | 116.465 | 0 | 756.049 | 755.901 | 187143 | 59.8206 | 187929 | 163526 | 162603 | 162603 | 160326 | 159991 | 1563.49 | 0 | 0 | 545.704 | 0 | 159446 | 950 | 156695 | 155911.8594
6327 | 1990-09-21 14:00 | 603 | 779 | 109 | 23.9 | 4.1 | -9900 | 38.9927 | 239.582 | 47.9335 | 0 |  | 603 | 525.644 | 114.908 | 0.22946 | 389.688 | 107.376 | 0.22946 | 379.745 | 102.732 | 0 | 472.827 | 472.421 | 116973 | 47.5017 | 116897 | 104982 | 104321 | 104321 | 99480.4 | 99257.6 | 1428.33 | 0 | 0 | 132.38 | 0 | 99125.2 | 941.386 | 97402 | 96914.9688
6328 | 1990-09-21 15:00 | 418 | 707 | 88 | 23.3 | 3.6 | -9900 | 27.505 | 251.172 | 59.925 | 0 |  | 418 | 357.761 | 93.4905 | 0.15906 | 234.106 | 87.2997 | 0.15906 | 221.656 | 83.5239 | 0 | 299.076 | 299.14 | 74065.7 | 38.5886 | 73326.3 | 68509 | 67494 | 67494 | 65627.5 | 65547 | 1461.66 | 0 | 0 | 93.5804 | 0 | 65453.4 | 939.595 | 64258.2 | 63936.9141
6329 | 1990-09-21 16:00 | 198 | 516 | 59 | 22.8 | 4.1 | -9900 | 15.2642 | 260.516 | 72.6445 | 0 |  | 198 | 157.328 | 63.1643 | 0.075345 | 107.167 | 58.9205 | 0.075345 | 93.5693 | 56.3727 | 0 | 146.943 | 147.001 | 36397.6 | 30.1441 | 35101.1 | 34238.7 | 33901.4 | 33901.4 | 33194.1 | 33170.2 | 1384.73 | 0 | 0 | -41.847 | 0 | 33212 | 947.761 | 32362.6 | 32200.752
6330 | 1990-09-21 17:00 | 35 | 103 | 24 | 21.7 | 3.1 | -9900 | 2.6987 | 268.834 | 85.6187 | 0 |  | 35 | 9.6492 | 23.547 | 0.013319 | 4.1099 | 21.9105 | 0.013319 | 1.9703 | 20.9636 | 0 | 22.4752 | 22.4734 | 5563.22 | 22.875 | 4448.84 | 4481.03 | 4443.42 | 4443.42 | 4381.21 | 4380.83 | 1346.44 | 0 | 0 | 0.31059 | 0 | 4380.52 | 950 | 4168.67 | 4147.8291
6331 | 1990-09-21 18:00 | 0 | 0 | 0 | 21.1 | 1.5 | -9900
6332 | 1990-09-21 19:00 | 0 | 0 | 0 | 21.1 | 1.5 | -9900
6333 | 1990-09-21 20:00 | 0 | 0 | 0 | 21.1 | 2.1 | -9900
6334 | 1990-09-21 21:00 | 0 | 0 | 0 | 20.6 | 1.5 | -9900
6335 | 1990-09-21 22:00 | 0 | 0 | 0 | 20.6 | 0 | -9900
6336 | 1990-09-21 23:00 | 0 | 0 | 0 | 20.6 | 2.6 | -9900
6337 | 1990-09-22 | 0 | 0 | 0 | 20.6 | 2.6 | -9900
6338 | 1990-09-22 01:00 | 0 | 0 | 0 | 20 | 2.6 | -9900
6339 | 1990-09-22 02:00 | 0 | 0 | 0 | 20 | 3.1 | -9900
6340 | 1990-09-22 03:00 | 0 | 0 | 0 | 19.4 | 2.6 | -9900
6341 | 1990-09-22 04:00 | 0 | 0 | 0 | 18.9 | 0 | -9900
6342 | 1990-09-22 05:00 | 14 | 25 | 10 | 18.9 | 2.6 | -9900 | -2.2519 | 88.213 | 89.8825 | 0 |  | 14 | 0.094305 | 8.5932 | 0.0053274 | 0 | 8.0374 | 0 | 0 | 7.6897 | 0 | 7.5359 | 7.534 | 1865.13 | 19.303 | 1026.19 | 1035.8 | 1027.72 | 1027.72 | 1013.33 | 1013.32 | 1486.28 | 0 | 0 | 0.021086 | 0 | 1013.3 | 950 | 961.735 | 956.926
6343 | 1990-09-22 06:00 | 120 | 412 | 44 | 20.6 | 1.5 | -9900 | 10.3396 | 96.4086 | 80.8317 | 0 |  | 120 | 67.3786 | 43.0848 | 0.045664 | 64.428 | 40.4654 | 0.045664 | 47.3459 | 38.713 | 0 | 84.3378 | 84.2508 | 20853.8 | 25.3377 | 19456.2 | 19388.3 | 19191.8 | 19191.8 | 18923.1 | 18916.8 | 1472.43 | 0 | 0 | 7.92 | 0 | 18908.9 | 950 | 18234.9 | 18143.6934
6344 | 1990-09-22 07:00 | 333 | 671 | 71 | 22.2 | 2.6 | -9900 | 22.718 | 105.275 | 67.8991 | 0 |  | 333 | 254.9 | 71.7564 | 0.12672 | 246.498 | 67.2634 | 0.12672 | 226.054 | 64.3518 | 0 | 284.598 | 284.188 | 70346.7 | 37.4006 | 69441.1 | 66086.9 | 65533.7 | 65533.7 | 64616.2 | 64555.2 | 1513.48 | 0 | 0 | 87.2338 | 0 | 64468 | 950 | 63168.2 | 62852.3398
6345 | 1990-09-22 08:00 | 542 | 785 | 94 | 22.8 | 3.1 | -9900 | 34.5232 | 115.864 | 55.4151 | 0 |  | 542 | 448.1 | 96.0042 | 0.20625 | 430.067 | 89.9405 | 0.20625 | 413.733 | 86.0478 | 0 | 489.785 | 489.121 | 121085 | 48.3736 | 121050 | 110155 | 109358 | 109358 | 107827 | 107656 | 1498.83 | 0 | 0 | 240.894 | 0 | 107415 | 950 | 105637 | 105109.2891
6346 | 1990-09-22 09:00 | 715 | 849 | 110 | 24.4 | 3.6 | -9900 | 45.137 | 129.749 | 43.9146 | 0 |  | 715 | 614.129 | 113.19 | 0.27208 | 565.393 | 105.996 | 0.27208 | 554.526 | 101.409 | 0 | 642.817 | 642.488 | 159041 | 57.2367 | 159527 | 139068 | 138417 | 138417 | 134579 | 134298 | 1477.69 | 0 | 0 | -1499.71 | 0 | 135797 | 950 | 133473 | 132806.0469
6347 | 1990-09-22 10:00 | 827 | 877 | 120 | 24.4 | 4.1 | -9900 | 53.3851 | 149.092 | 34.5196 | 0 |  | 827 | 725.075 | 123.09 | 0.3147 | 650.164 | 115.195 | 0.3147 | 643.304 | 110.211 | 0 | 738.444 | 737.381 | 182540 | 61.2389 | 183147 | 156045 | 155416 | 155416 | 151909 | 151525 | 1442.7 | 0 | 0 | -909.476 | 0 | 152435 | 950 | 149798 | 149049.0781
6348 | 1990-09-22 11:00 | 872 | 885 | 123 | 25 | 5.2 | -9900 | 57.3446 | 174.738 | 29.4006 | 0 |  | 872 | 774.739 | 126.621 | 0.33182 | 723.833 | 118.463 | 0.33182 | 718.501 | 113.337 | 0 | 815.201 | 813.946 | 201500 | 63.6789 | 202204 | 171364 | 170677 | 170677 | 168288 | 167849 | 1474.25 | 0 | 0 | 522.996 | 0 | 167326 | 950 | 164386 | 163564.3438
6349 | 1990-09-22 12:00 | 809 | 832 | 120 | 24.4 | 5.7 | -9900 | 55.4783 | 201.834 | 30.7477 | 0 |  | 809 | 718.57 | 124.093 | 0.30785 | 701.252 | 116.061 | 0.30785 | 695.508 | 111.039 | 0 | 790.416 | 790.116 | 195601 | 61.1019 | 196396 | 169489 | 168558 | 168558 | 166197 | 165808 | 1533.1 | 0 | 0 | 539.187 | 0 | 165269 | 950 | 162387 | 161575.2344
6350 | 1990-09-22 13:00 | 768 | 862 | 118 | 24.4 | 5.7 | -9900 | 48.575 | 223.646 | 37.8608 | 0 |  | 768 | 684.125 | 122.56 | 0.29225 | 678.564 | 114.589 | 0.29225 | 669.496 | 109.631 | 0 | 763.545 | 763.388 | 188998 | 59.8604 | 189793 | 165105 | 164180 | 164180 | 161880 | 161533 | 1559.24 | 0 | 0 | 549.948 | 0 | 160983 | 950 | 158200 | 157408.6719
6351 | 1990-09-22 14:00 | 605 | 804 | 99 | 23.3 | 6.2 | -9900 | 38.6606 | 239.298 | 48.2531 | 0 |  | 605 | 538.948 | 104.637 | 0.23022 | 401.914 | 97.7757 | 0.23022 | 391.478 | 93.5462 | 0 | 475.324 | 475.701 | 117786 | 44.8999 | 117731 | 107026 | 106518 | 106518 | 101433 | 101201 | 1416.86 | 0 | 0 | 143.215 | 0 | 101058 | 941.773 | 99292.2 | 98795.75
6352 | 1990-09-22 15:00 | 392 | 672 | 81 | 23.3 | 5.7 | -9900 | 27.1991 | 250.884 | 60.2155 | 0 |  | 392 | 337.676 | 85.9518 | 0.14917 | 221.934 | 80.2717 | 0.14917 | 209.934 | 76.7997 | 0 | 280.999 | 281.115 | 69604.3 | 36.3582 | 68797.5 | 64992.8 | 64028.2 | 64028.2 | 62085.7 | 62013.9 | 1478.53 | 0 | 0 | 84.4131 | 0 | 61929.5 | 937.67 | 60779.4 | 60475.4609
6353 | 1990-09-22 16:00 | 187 | 498 | 56 | 22.2 | 4.1 | -9900 | 14.9737 | 260.233 | 72.9181 | 0 |  | 187 | 148.773 | 60.0966 | 0.071159 | 100.365 | 56.0549 | 0.071159 | 87.3234 | 53.6311 | 0 | 138.135 | 138.058 | 34182.2 | 29.0972 | 32866.6 | 32195.6 | 31854.7 | 31854.7 | 31241.2 | 31220.3 | 1414.24 | 0 | 0 | -30.5095 | 0 | 31250.8 | 948.734 | 30426.4 | 30274.3164
6354 | 1990-09-22 17:00 | 40 | 126 | 25 | 21.1 | 4.6 | -9900 | 2.4141 | 268.554 | 85.8478 | 0 |  | 40 | 12.4715 | 24.3188 | 0.015221 | 5.2493 | 22.6373 | 0.015221 | 2.4542 | 21.6589 | 0 | 23.6308 | 23.6395 | 5851.91 | 22.2544 | 4724.78 | 4769.52 | 4731.39 | 4731.39 | 4665.15 | 4664.68 | 1323.3 | 0 | 0 | 0.32829 | 0 | 4664.35 | 950 | 4439.78 | 4417.5781
6355 | 1990-09-22 18:00 | 0 | 0 | 0 | 20.6 | 4.1 | -9900
6356 | 1990-09-22 19:00 | 0 | 0 | 0 | 20 | 4.1 | -9900
6357 | 1990-09-22 20:00 | 0 | 0 | 0 | 20 | 3.1 | -9900
6358 | 1990-09-22 21:00 | 0 | 0 | 0 | 20 | 1.5 | -9900
6359 | 1990-09-22 22:00 | 0 | 0 | 0 | 20 | 2.1 | -9900
6360 | 1990-09-22 23:00 | 0 | 0 | 0 | 19.4 | 2.6 | -9900
6361 | 1990-09-23 | 0 | 0 | 0 | 18.9 | 1.5 | -9900
6362 | 1990-09-23 01:00 | 0 | 0 | 0 | 19.4 | 0 | -9900
6363 | 1990-09-23 02:00 | 0 | 0 | 0 | 19.4 | 1.5 | -9900
6364 | 1990-09-23 03:00 | 0 | 0 | 0 | 18.9 | 1.5 | -9900
6365 | 1990-09-23 04:00 | 0 | 0 | 0 | 18.9 | 1.5 | -9900
6366 | 1990-09-23 05:00 | 12 | 15 | 10 | 18.3 | 1.5 | -9900 | -2.3888 | 88.5882 | 89.8982 | 0 |  | 12 | 0.040847 | 8.8793 | 0.0045664 | 0 | 8.3047 | 0 | 0 | 7.9454 | 0 | 7.7865 | 7.7834 | 1926.89 | 18.7377 | 1080.25 | 1092.2 | 1083.86 | 1083.86 | 1068.68 | 1068.67 | 1499.05 | 0 | 0 | 0.02367 | 0 | 1068.64 | 950 | 1014.31 | 1009.2394
6367 | 1990-09-23 06:00 | 113 | 360 | 48 | 20 | 1.5 | -9900 | 10.1991 | 96.7882 | 80.9472 | 0 |  | 113 | 57.6817 | 47.0786 | 0.043 | 55.1443 | 44.2061 | 0.043 | 40.3043 | 42.2919 | 0 | 80.9443 | 80.813 | 20003.2 | 24.5444 | 18604.6 | 18602.5 | 18429.1 | 18429.1 | 18171.1 | 18165.5 | 1490.46 | 0 | 0 | 7.3011 | 0 | 18158.2 | 950 | 17496.7 | 17409.2383
6368 | 1990-09-23 07:00 | 238 | 196 | 162 | 21.7 | 2.1 | -9900 | 22.5612 | 105.673 | 68.0288 | 0 |  | 238 | 74.0122 | 160.894 | 0.090566 | 71.5427 | 150.659 | 0.090566 | 65.5563 | 144.139 | 0 | 205.501 | 205.423 | 50852.6 | 32.9405 | 49643 | 48130.7 | 47928.1 | 47928.1 | 47257.2 | 47227.2 | 1558.17 | 0 | 0 | 48.8124 | 0 | 47178.4 | 950 | 46120.4 | 45889.8164
6369 | 1990-09-23 08:00 | 379 | 314 | 201 | 22.2 | 3.1 | -9900 | 34.3345 | 116.29 | 55.5742 | 0 |  | 379 | 178.177 | 201.786 | 0.14422 | 170.852 | 188.929 | 0.14422 | 164.303 | 180.753 | 0 | 338.155 | 337.917 | 83653.6 | 39.8679 | 82957.9 | 78276.1 | 77883.9 | 77883.9 | 76793.6 | 76713.3 | 1540.24 | 0 | 0 | 127.345 | 0 | 76585.9 | 949.999 | 75185.6 | 74809.6562
6370 | 1990-09-23 09:00 | 371 | 185 | 239 | 23.3 | 4.1 | -9900 | 44.8958 | 130.199 | 44.125 | 0 |  | 371 | 134.081 | 241.414 | 0.14118 | 123.261 | 225.971 | 0.14118 | 120.863 | 216.193 | 0 | 330.314 | 330.043 | 81703.2 | 39.7887 | 80974.3 | 76424.7 | 76155.8 | 76155.8 | 75089.6 | 75009.8 | 1503.84 | 0 | 0 | 118.493 | 0 | 74891.3 | 949.999 | 73503.2 | 73135.6562
6371 | 1990-09-23 10:00 | 564 | 385 | 254 | 23.9 | 6.2 | -9900 | 53.0712 | 149.503 | 34.8084 | 0 |  | 564 | 318.122 | 260.063 | 0.21462 | 285.26 | 243.407 | 0.21462 | 282.19 | 232.874 | 0 | 504.763 | 503.998 | 124767 | 46.7848 | 124782 | 114247 | 113834 | 113834 | 112240 | 112050 | 1478.08 | 0 | 0 | 243.245 | 0 | 111806 | 950 | 109945 | 109395.0156
6372 | 1990-09-23 11:00 | 843 | 818 | 153 | 23.9 | 6.7 | -9900 | 56.9629 | 174.953 | 29.7724 | 0 |  | 843 | 714.155 | 158.83 | 0.32079 | 666.234 | 148.612 | 0.32079 | 661.186 | 142.182 | 0 | 787.3 | 785.905 | 194563 | 58.7825 | 195266 | 169371 | 168501 | 168501 | 166141 | 165716 | 1472.36 | 0 | 0 | 510.501 | 0 | 165206 | 950 | 162314 | 161502.875
6373 | 1990-09-23 12:00 | 841 | 854 | 137 | 23.9 | 5.7 | -9900 | 55.081 | 201.767 | 31.1432 | 0 |  | 841 | 734.704 | 143.217 | 0.32003 | 716.997 | 133.948 | 0.32003 | 710.95 | 128.153 | 0 | 822.321 | 821.75 | 203432 | 62.0714 | 204236 | 175483 | 174513 | 174513 | 172069 | 171648 | 1525.29 | 0 | 0 | 577.461 | 0 | 171070 | 950 | 168056 | 167216.2031
6374 | 1990-09-23 13:00 | 750 | 828 | 129 | 23.3 | 7.2 | -9900 | 48.2069 | 223.413 | 38.2221 | 0 |  | 750 | 654.111 | 135.428 | 0.2854 | 647.852 | 126.609 | 0.2854 | 638.99 | 121.131 | 0 | 744.919 | 744.641 | 184358 | 55.6076 | 185124 | 164035 | 163186 | 163186 | 160901 | 160557 | 1550.57 | 0 | 0 | 543.609 | 0 | 160013 | 950 | 157250 | 156464.1875
6375 | 1990-09-23 14:00 | 560 | 724 | 107 | 22.8 | 6.7 | -9900 | 38.3281 | 239.016 | 48.5734 | 0 |  | 560 | 482.983 | 112.921 | 0.2131 | 361.589 | 105.519 | 0.2131 | 352.031 | 100.954 | 0 | 443.926 | 443.771 | 109881 | 42.4969 | 109700 | 101025 | 100554 | 100554 | 96251.2 | 96042.4 | 1410.55 | 0 | 0 | 116.713 | 0 | 95925.7 | 945.299 | 94246.5 | 93775.2266
6376 | 1990-09-23 15:00 | 392 | 660 | 89 | 22.8 | 6.2 | -9900 | 26.8929 | 250.596 | 60.5064 | 0 |  | 392 | 329.5 | 94.6031 | 0.14917 | 216.515 | 88.3391 | 0.14917 | 204.602 | 84.5183 | 0 | 283.338 | 283.457 | 70182.9 | 35.6708 | 69371.6 | 65790 | 64839 | 64839 | 62983 | 62909.6 | 1459.21 | 0 | 0 | 85.2783 | 0 | 62824.3 | 938.827 | 61648 | 61339.7188
6377 | 1990-09-23 16:00 | 184 | 476 | 60 | 21.7 | 5.2 | -9900 | 14.6832 | 259.95 | 73.1918 | 0 |  | 184 | 141.314 | 64.2564 | 0.070018 | 94.5818 | 59.9399 | 0.070018 | 81.9893 | 57.348 | 0 | 136.551 | 136.738 | 33854.8 | 28.1978 | 32530.9 | 31994.6 | 31682 | 31682 | 31136.3 | 31118.7 | 1443.71 | 0 | 0 | -43.9499 | 0 | 31162.6 | 950 | 30338 | 30186.3594
6378 | 1990-09-23 17:00 | 31 | 64 | 23 | 20.6 | 5.2 | -9900 | 2.1297 | 268.274 | 86.0769 | 0 |  | 31 | 6.2854 | 22.1771 | 0.011796 | 2.6532 | 20.6528 | 0.011796 | 1.1991 | 19.7601 | 0 | 20.54 | 20.5382 | 5084.35 | 21.576 | 3992.54 | 4040.31 | 4007.67 | 4007.67 | 3951.56 | 3951.29 | 1394.35 | 0 | 0 | 0.27914 | 0 | 3951.01 | 950 | 3758.65 | 3739.8562
6379 | 1990-09-23 18:00 | 0 | 0 | 0 | 20.6 | 4.1 | -9900
6380 | 1990-09-23 19:00 | 0 | 0 | 0 | 20.6 | 4.6 | -9900
6381 | 1990-09-23 20:00 | 0 | 0 | 0 | 20 | 4.6 | -9900
6382 | 1990-09-23 21:00 | 0 | 0 | 0 | 20 | 2.1 | -9900
6383 | 1990-09-23 22:00 | 0 | 0 | 0 | 20 | 3.1 | -9900
6384 | 1990-09-23 23:00 | 0 | 0 | 0 | 20 | 3.1 | -9900
6385 | 1990-09-24 | 0 | 0 | 0 | 19.4 | 2.6 | -9900
6386 | 1990-09-24 01:00 | 0 | 0 | 0 | 19.4 | 2.6 | -9900
6387 | 1990-09-24 02:00 | 0 | 0 | 0 | 19.4 | 2.6 | -9900
6388 | 1990-09-24 03:00 | 0 | 0 | 0 | 18.3 | 2.1 | -9900
6389 | 1990-09-24 04:00 | 0 | 0 | 0 | 18.3 | 1.5 | -9900
6390 | 1990-09-24 05:00 | 10 | 18 | 8 | 18.3 | 2.1 | -9900 | -2.5261 | 88.9633 | 89.914 | 0 |  | 10 | 0.034508 | 6.9682 | 0.0038053 | 0 | 6.5172 | 0 | 0 | 6.2353 | 0 | 6.1106 | 6.1077 | 1512.04 | 18.6342 | 722.909 | 726.087 | 718.477 | 718.477 | 708.418 | 708.411 | 1435.81 | 0 | 0 | 0.0098052 | 0 | 708.401 | 950 | 672.187 | 668.8257
6391 | 1990-09-24 06:00 | 121 | 469 | 37 | 20 | 3.1 | -9900 | 10.0576 | 97.1674 | 81.0637 | 0 |  | 121 | 74.6154 | 36.204 | 0.046044 | 71.2783 | 34.0198 | 0.046044 | 51.8073 | 32.5464 | 0 | 82.6666 | 82.5965 | 20443.8 | 24.3185 | 19055.5 | 19056.9 | 18844.1 | 18844.1 | 18580.3 | 18574 | 1471.89 | 0 | 0 | 7.7048 | 0 | 18566.3 | 950 | 17905.1 | 17815.6074
6392 | 1990-09-24 07:00 | 337 | 720 | 59 | 21.7 | 4.1 | -9900 | 22.4028 | 106.07 | 68.16 | 0 |  | 337 | 270.995 | 59.7592 | 0.12824 | 261.843 | 56.0293 | 0.12824 | 239.736 | 53.6039 | 0 | 287.473 | 287.218 | 71095.1 | 36.0491 | 70205.5 | 67163.1 | 66580.8 | 66580.8 | 65648.7 | 65584.2 | 1494.06 | 0 | 0 | 89.1142 | 0 | 65495.1 | 950 | 64186.9 | 63865.9375
6393 | 1990-09-24 08:00 | 443 | 510 | 155 | 22.8 | 3.1 | -9900 | 34.1437 | 116.714 | 55.7355 | 0 |  | 443 | 288.509 | 156.76 | 0.16858 | 276.793 | 146.827 | 0.16858 | 266.089 | 140.472 | 0 | 398.43 | 397.904 | 98503.5 | 43.6043 | 98071.2 | 91097.9 | 90630.3 | 90630.3 | 89361.5 | 89250.7 | 1522.4 | 0 | 0 | 172.232 | 0 | 89078.5 | 950 | 87594.8 | 87156.8438
6394 | 1990-09-24 09:00 | 717 | 884 | 91 | 24.4 | 4.1 | -9900 | 44.6525 | 130.644 | 44.338 | 0 |  | 717 | 636.292 | 93.3529 | 0.27284 | 583.811 | 87.3936 | 0.27284 | 572.309 | 83.6117 | 0 | 642.802 | 642.23 | 158976 | 56.4853 | 159464 | 139397 | 138567 | 138567 | 133894 | 133610 | 1472.12 | 0 | 0 | -2291.6 | 0 | 135901 | 950 | 133573 | 132905.4844
6395 | 1990-09-24 10:00 | 823 | 904 | 99 | 24.4 | 6.7 | -9900 | 52.7554 | 149.908 | 35.0996 | 0 |  | 823 | 743.433 | 101.864 | 0.31318 | 666.644 | 95.3318 | 0.31318 | 659.327 | 91.2066 | 0 | 735.523 | 734.754 | 181892 | 57.0122 | 182499 | 158623 | 157963 | 157963 | 153547 | 153151 | 1436.76 | 0 | 0 | -1769.82 | 0 | 154920 | 950 | 152235 | 151473.6875
6396 | 1990-09-24 11:00 | 875 | 920 | 102 | 23.9 | 7.7 | -9900 | 56.5807 | 175.163 | 30.1451 | 0 |  | 875 | 800.561 | 105.323 | 0.33296 | 744.607 | 98.5385 | 0.33296 | 738.806 | 94.2749 | 0 | 816.419 | 814.751 | 201700 | 58.4543 | 202392 | 175582 | 174637 | 174637 | 172178 | 171713 | 1459.68 | 0 | 0 | 523.013 | 0 | 171190 | 950 | 168160 | 167319.4062
6397 | 1990-09-24 12:00 | 850 | 912 | 101 | 23.3 | 7.7 | -9900 | 54.6837 | 201.699 | 31.5388 | 0 |  | 850 | 782.192 | 104.75 | 0.32345 | 763.341 | 97.9696 | 0.32345 | 756.716 | 93.7309 | 0 | 833.438 | 832.76 | 206156 | 58.6181 | 206963 | 180578 | 179546 | 179546 | 177032 | 176584 | 1523.81 | 0 | 0 | 606.998 | 0 | 175977 | 950 | 172851 | 171986.3594
6398 | 1990-09-24 13:00 | 723 | 841 | 95 | 23.3 | 6.7 | -9900 | 47.8384 | 223.184 | 38.5839 | 0 |  | 723 | 662.003 | 99.0358 | 0.27512 | 653.623 | 92.5944 | 0.27512 | 644.473 | 88.5885 | 0 | 718.4 | 718.136 | 177794 | 55.1746 | 178511 | 158381 | 157232 | 157232 | 155031 | 154702 | 1539.88 | 0 | 0 | 501.709 | 0 | 154201 | 950 | 151566 | 150807.8906
6399 | 1990-09-24 14:00 | 429 | 453 | 148 | 22.8 | 6.7 | -9900 | 37.9951 | 238.736 | 48.8943 | 0 |  | 429 | 299.904 | 154.463 | 0.16325 | 224.521 | 144.35 | 0.16325 | 218.477 | 138.105 | 0 | 349.45 | 349.575 | 86554.1 | 38.3159 | 85948.5 | 81105.2 | 80765.7 | 80765.7 | 79291 | 79154.5 | 1397.7 | 0 | 0 | -21.3079 | 0 | 79175.9 | 950 | 77780.4 | 77391.4531
6400 | 1990-09-24 15:00 | 370 | 559 | 117 | 22.8 | 6.7 | -9900 | 26.5865 | 250.31 | 60.7977 | 0 |  | 370 | 275.562 | 123.429 | 0.1408 | 180.619 | 115.275 | 0.1408 | 170.5 | 110.289 | 0 | 275.174 | 275.479 | 68210.4 | 35.0272 | 67328.7 | 64239.3 | 63344 | 63344 | 61821.8 | 61755.8 | 1460.72 | 0 | 0 | 79.8918 | 0 | 61675.9 | 942.236 | 60469.9 | 60167.5078
6401 | 1990-09-24 16:00 | 176 | 503 | 48 | 21.1 | 6.2 | -9900 | 14.3927 | 259.667 | 73.4656 | 0 |  | 176 | 146.399 | 51.8495 | 0.066973 | 97.3578 | 48.353 | 0.066973 | 84.0773 | 46.2623 | 0 | 127.733 | 127.706 | 31618.4 | 26.8987 | 30294.7 | 29929.5 | 29653.2 | 29653.2 | 29045.6 | 29029.8 | 1438.54 | 0 | 0 | -3.0908 | 0 | 29032.9 | 950 | 28247.9 | 28106.707
6402 | 1990-09-24 17:00 | 32 | 59 | 25 | 20.6 | 4.6 | -9900 | 1.8457 | 267.993 | 86.3056 | 0 |  | 32 | 5.1797 | 23.828 | 0.012177 | 2.163 | 22.1853 | 0.012177 | 0.93763 | 21.2265 | 0 | 21.7208 | 21.7166 | 5376.23 | 21.6605 | 4268.11 | 4318.51 | 4286.34 | 4286.34 | 4226.33 | 4226.04 | 1438.09 | 0 | 0 | 0.33751 | 0 | 4225.7 | 950 | 4020.86 | 4000.7537
6403 | 1990-09-24 18:00 | 0 | 0 | 0 | 20 | 3.6 | -9900
6404 | 1990-09-24 19:00 | 0 | 0 | 0 | 20 | 3.6 | -9900
6405 | 1990-09-24 20:00 | 0 | 0 | 0 | 20 | 3.1 | -9900
6406 | 1990-09-24 21:00 | 0 | 0 | 0 | 20 | 2.1 | -9900
6407 | 1990-09-24 22:00 | 0 | 0 | 0 | 19.4 | 2.1 | -9900
6408 | 1990-09-24 23:00 | 0 | 0 | 0 | 18.9 | 2.1 | -9900
6409 | 1990-09-25 | 0 | 0 | 0 | 18.9 | 2.6 | -9900
6410 | 1990-09-25 01:00 | 0 | 0 | 0 | 17.8 | 2.1 | -9900
6411 | 1990-09-25 02:00 | 0 | 0 | 0 | 18.9 | 3.1 | -9900
6412 | 1990-09-25 03:00 | 0 | 0 | 0 | 18.3 | 3.1 | -9900
6413 | 1990-09-25 04:00 | 0 | 0 | 0 | 18.3 | 2.6 | -9900
6414 | 1990-09-25 05:00 | 15 | 43 | 9 | 17.2 | 2.1 | -9900 | -2.664 | 89.3383 | 89.9299 | 0 |  | 15 | 0.084401 | 7.4103 | 0.0057079 | 0 | 6.9307 | 0 | 0 | 6.6309 | 0 | 6.4982 | 6.4962 | 1608.23 | 17.5555 | 804.319 | 810.177 | 802.111 | 802.111 | 790.882 | 790.872 | 1449.19 | 0 | 0 | 0.012428 | 0 | 790.86 | 950 | 750.481 | 746.7286
6415 | 1990-09-25 06:00 | 121 | 487 | 35 | 18.9 | 2.6 | -9900 | 9.9151 | 97.5459 | 81.1812 | 0 |  | 121 | 76.4679 | 34.5535 | 0.046044 | 73.0206 | 32.4519 | 0.046044 | 52.7645 | 31.0466 | 0 | 82.1349 | 82.0534 | 20309.2 | 23.2889 | 18923.1 | 18996.2 | 18775.9 | 18775.9 | 18513.1 | 18506.8 | 1467.34 | 0 | 0 | 7.7881 | 0 | 18499 | 950 | 17840.4 | 17751.1582
6416 | 1990-09-25 07:00 | 336 | 730 | 56 | 20.6 | 3.6 | -9900 | 22.243 | 106.465 | 68.2929 | 0 |  | 336 | 273.215 | 56.7661 | 0.12786 | 263.878 | 53.2262 | 0.12786 | 241.395 | 50.9221 | 0 | 286.471 | 286.028 | 70800.6 | 35.2185 | 69906.8 | 67086.9 | 66497 | 66497 | 65566 | 65500.9 | 1499.73 | 0 | 0 | 87.8412 | 0 | 65413 | 950 | 64105.3 | 63784.793
6417 | 1990-09-25 08:00 | 540 | 829 | 74 | 22.8 | 3.1 | -9900 | 33.9509 | 117.136 | 55.899 | 0 |  | 540 | 467.188 | 75.7203 | 0.20549 | 448.018 | 70.9124 | 0.20549 | 430.528 | 67.8435 | 0 | 488.404 | 487.962 | 120798 | 48.313 | 120762 | 109880 | 109206 | 109206 | 107677 | 107509 | 1508.36 | 0 | 0 | 246.274 | 0 | 107263 | 950 | 105481 | 104954.0078
6418 | 1990-09-25 09:00 | 707 | 873 | 92 | 22.8 | 4.6 | -9900 | 44.4069 | 131.086 | 44.5536 | 0 |  | 707 | 625.533 | 94.3975 | 0.26904 | 571.836 | 88.3717 | 0.26904 | 560.43 | 84.5474 | 0 | 632.078 | 631.264 | 156257 | 53.628 | 156715 | 138698 | 138069 | 138069 | 133209 | 132929 | 1470.24 | 0 | 0 | -2500.61 | 0 | 135430 | 950 | 133111 | 132445.5469
6419 | 1990-09-25 10:00 | 818 | 901 | 99 | 23.3 | 5.2 | -9900 | 52.4379 | 150.306 | 35.3929 | 0 |  | 818 | 738.763 | 101.899 | 0.31127 | 662.466 | 95.3645 | 0.31127 | 655.049 | 91.2379 | 0 | 731.361 | 730.194 | 180759 | 57.999 | 181367 | 156848 | 156187 | 156187 | 151924 | 151539 | 1450.23 | 0 | 0 | -1648.83 | 0 | 153188 | 950 | 150538 | 149785.7812
6420 | 1990-09-25 11:00 | 814 | 841 | 112 | 23.3 | 7.7 | -9900 | 56.198 | 175.368 | 30.5186 | 0 |  | 814 | 727.487 | 115.559 | 0.30975 | 676.644 | 108.115 | 0.30975 | 671.223 | 103.437 | 0 | 759.167 | 758.064 | 187668 | 55.4502 | 188357 | 165715 | 164817 | 164817 | 162510 | 162096 | 1465.5 | 0 | 0 | 482.881 | 0 | 161614 | 950 | 158802 | 158008.3438
6421 | 1990-09-25 12:00 | 790 | 830 | 113 | 23.9 | 6.2 | -9900 | 54.2865 | 201.633 | 31.9343 | 0 |  | 790 | 707.482 | 117.071 | 0.30062 | 690.431 | 109.493 | 0.30062 | 684.265 | 104.756 | 0 | 773.241 | 772.465 | 191230 | 58.9749 | 192013 | 167313 | 166362 | 166362 | 164032 | 163649 | 1525.54 | 0 | 0 | 525.479 | 0 | 163124 | 950 | 160291 | 159489.7969
6422 | 1990-09-25 13:00 | 575 | 604 | 127 | 23.9 | 5.7 | -9900 | 47.4699 | 222.956 | 38.9459 | 0 |  | 575 | 472.632 | 134.096 | 0.2188 | 465.188 | 125.358 | 0.2188 | 458.524 | 119.935 | 0 | 566.89 | 566.786 | 140323 | 50.228 | 140590 | 127379 | 126441 | 126441 | 124671 | 124459 | 1532.81 | 0 | 0 | 324.3 | 0 | 124135 | 950 | 122088 | 121477.9062
6423 | 1990-09-25 14:00 | 570 | 791 | 82 | 24.4 | 6.2 | -9900 | 37.6619 | 238.458 | 49.2155 | 0 |  | 570 | 521.369 | 86.0368 | 0.2169 | 393.374 | 80.4111 | 0.2169 | 382.598 | 76.9326 | 0 | 450.34 | 450.792 | 111612 | 44.8689 | 111483 | 101432 | 100646 | 100646 | 95660.2 | 95452 | 1428.09 | 0 | 0 | 134.333 | 0 | 95317.7 | 942.092 | 93650.3 | 93182.0234
6424 | 1990-09-25 15:00 | 350 | 536 | 110 | 23.9 | 6.7 | -9900 | 26.28 | 250.024 | 61.0893 | 0 |  | 350 | 261.824 | 116.307 | 0.13319 | 171.577 | 108.619 | 0.13319 | 161.794 | 103.921 | 0 | 260.401 | 260.397 | 64474.4 | 35.4578 | 63535.4 | 60550.8 | 59693.9 | 59693.9 | 58263.1 | 58204.5 | 1462.82 | 0 | 0 | 72.9674 | 0 | 58131.5 | 941.687 | 56954 | 56669.1875
6425 | 1990-09-25 16:00 | 156 | 328 | 74 | 22.8 | 5.7 | -9900 | 14.1024 | 259.384 | 73.7392 | 0 |  | 156 | 94.137 | 78.0851 | 0.059363 | 62.3225 | 72.8673 | 0.059363 | 53.6137 | 69.7162 | 0 | 120.863 | 120.825 | 29914 | 28.4125 | 28532.7 | 28095.8 | 27872.8 | 27872.8 | 27482.6 | 27469.8 | 1451.43 | 0 | 0 | 13.6599 | 0 | 27456.1 | 950 | 26656.7 | 26523.4648
6426 | 1990-09-25 17:00 | 27 | 23 | 25 | 21.1 | 4.6 | -9900 | 1.5622 | 267.712 | 86.5253 | 0 |  | 27 | 1.3921 | 24.9558 | 0.010274 | 0.58413 | 23.3085 | 0.010274 | 0.24018 | 22.3003 | 0 | 22.0897 | 22.0826 | 5466.86 | 22.1784 | 4352.08 | 4395.65 | 4367.36 | 4367.36 | 4306.22 | 4305.97 | 1535.02 | 0 | 0 | 0.39472 | 0 | 4305.57 | 950 | 4097.29 | 4076.8081
6427 | 1990-09-25 18:00 | 0 | 0 | 0 | 21.1 | 3.6 | -9900
6428 | 1990-09-25 19:00 | 0 | 0 | 0 | 21.1 | 2.6 | -9900
6429 | 1990-09-25 20:00 | 0 | 0 | 0 | 20.6 | 2.6 | -9900
6430 | 1990-09-25 21:00 | 0 | 0 | 0 | 20 | 2.1 | -9900
6431 | 1990-09-25 22:00 | 0 | 0 | 0 | 19.4 | 2.1 | -9900
6432 | 1990-09-25 23:00 | 0 | 0 | 0 | 19.4 | 2.1 | -9900
6433 | 1990-09-26 | 0 | 0 | 0 | 19.4 | 1.5 | -9900
6434 | 1990-09-26 01:00 | 0 | 0 | 0 | 18.9 | 2.1 | -9900
6435 | 1990-09-26 02:00 | 0 | 0 | 0 | 18.3 | 0 | -9900
6436 | 1990-09-26 03:00 | 0 | 0 | 0 | 18.9 | 2.1 | -9900
6437 | 1990-09-26 04:00 | 0 | 0 | 0 | 18.9 | 0 | -9900
6438 | 1990-09-26 05:00 | 12 | 17 | 10 | 18.3 | 0 | -9900 | -2.8023 | 89.7129 | 89.9459 | 0 |  | 12 | 0.021723 | 8.8865 | 0.0045664 | 0 | 8.3111 | 0 | 0 | 7.9516 | 0 | 7.7925 | 7.7896 | 1928.42 | 18.769 | 1081.57 | 1093.5 | 1085.18 | 1085.18 | 1069.98 | 1069.97 | 1462.84 | 0 | 0 | 0.022974 | 0 | 1069.94 | 950 | 1015.55 | 1010.4695
6439 | 1990-09-26 06:00 | 97 | 102 | 79 | 20 | 0 | -9900 | 9.7715 | 97.9237 | 81.2998 | 0 |  | 97 | 16.0211 | 77.2842 | 0.036911 | 15.2807 | 72.4526 | 0.036911 | 10.9756 | 69.3163 | 0 | 78.686 | 78.6498 | 19469.7 | 24.7351 | 18054.7 | 18062.5 | 17984.6 | 17984.6 | 17732.8 | 17728.2 | 1524.16 | 0 | 0 | 6.8118 | 0 | 17721.4 | 950 | 17055 | 16969.7578
6440 | 1990-09-26 07:00 | 238 | 191 | 165 | 21.1 | 1.5 | -9900 | 22.0815 | 106.859 | 68.4273 | 0 |  | 238 | 71.3024 | 163.951 | 0.090566 | 68.9596 | 153.53 | 0.090566 | 63.0324 | 146.886 | 0 | 205.72 | 205.608 | 50899.6 | 32.662 | 49690.5 | 48229.9 | 48039.1 | 48039.1 | 47366.6 | 47336.3 | 1552.29 | 0 | 0 | 48.924 | 0 | 47287.4 | 950 | 46226.8 | 45995.668
6441 | 1990-09-26 08:00 | 417 | 368 | 211 | 22.8 | 2.6 | -9900 | 33.7562 | 117.555 | 56.0646 | 0 |  | 417 | 206.688 | 211.939 | 0.15868 | 198.21 | 198.44 | 0.15868 | 190.397 | 189.853 | 0 | 372.644 | 372.367 | 92182.6 | 42.7171 | 91634.8 | 85469.7 | 85097.7 | 85097.7 | 83906.2 | 83811.2 | 1543.28 | 0 | 0 | 153.577 | 0 | 83657.6 | 950 | 82219.9 | 81808.75
6442 | 1990-09-26 09:00 | 470 | 343 | 229 | 23.9 | 4.1 | -9900 | 44.1592 | 131.523 | 44.7716 | 0 |  | 470 | 245.294 | 233.08 | 0.17885 | 223.855 | 218.225 | 0.17885 | 219.333 | 208.781 | 0 | 419.552 | 419.165 | 103762 | 44.8411 | 103422 | 95533.1 | 95165.9 | 95165.9 | 93833 | 93704 | 1495.91 | 0 | 0 | 182.886 | 0 | 93521.1 | 950 | 91968.7 | 91508.8672
6443 | 1990-09-26 10:00 | 655 | 450 | 299 | 23.9 | 5.2 | -9900 | 52.1188 | 150.698 | 35.6883 | 0 |  | 655 | 366.017 | 305.712 | 0.24925 | 328.221 | 286.127 | 0.24925 | 324.472 | 273.746 | 0 | 586.253 | 585.995 | 145068 | 51.7466 | 145377 | 130264 | 129818 | 129818 | 128001 | 127750 | 1465.84 | 0 | 0 | 312.177 | 0 | 127438 | 950 | 125307 | 124680.3594
6444 | 1990-09-26 11:00 | 810 | 848 | 105 | 24.4 | 5.7 | -9900 | 55.815 | 175.568 | 30.8926 | 0 |  | 810 | 731.06 | 108.461 | 0.30823 | 679.971 | 101.474 | 0.30823 | 674.37 | 97.0833 | 0 | 756.025 | 754.899 | 186883 | 59.4661 | 187572 | 162035 | 161158 | 161158 | 158902 | 158510 | 1469.32 | 0 | 0 | 465.095 | 0 | 158045 | 950 | 155314 | 154537.7656
6445 | 1990-09-26 12:00 | 782 | 853 | 90 | 24.4 | 6.2 | -9900 | 53.8895 | 201.566 | 32.3297 | 0 |  | 782 | 723.652 | 93.529 | 0.29757 | 706.212 | 87.4755 | 0.29757 | 699.724 | 83.6908 | 0 | 767.747 | 767.173 | 189922 | 59.2346 | 190700 | 165958 | 164998 | 164998 | 162687 | 162307 | 1522.93 | 0 | 0 | 510.407 | 0 | 161796 | 950 | 158993 | 158198.0625
6446 | 1990-09-26 13:00 | 730 | 855 | 100 | 23.9 | 6.2 | -9900 | 47.1013 | 222.731 | 39.3081 | 0 |  | 730 | 665.171 | 104.252 | 0.27779 | 652.634 | 97.4719 | 0.27779 | 643.067 | 93.255 | 0 | 721.595 | 721.639 | 178661 | 56.6671 | 179377 | 158039 | 156676 | 156676 | 154482 | 154148 | 1528.58 | 0 | 0 | 492.801 | 0 | 153655 | 950 | 151030 | 150274.7188
6447 | 1990-09-26 14:00 | 560 | 745 | 104 | 23.3 | 6.7 | -9900 | 37.3286 | 238.181 | 49.537 | 0 |  | 560 | 487.692 | 109.935 | 0.2131 | 368.674 | 102.728 | 0.2131 | 358.389 | 98.2844 | 0 | 447.54 | 447.658 | 110831 | 43.1694 | 110667 | 101660 | 101037 | 101037 | 96587.3 | 96376.9 | 1415.52 | 0 | 0 | 94.6897 | 0 | 96282.2 | 947.119 | 94592 | 94119.0469
6448 | 1990-09-26 15:00 | 312 | 310 | 174 | 22.8 | 5.7 | -9900 | 25.9735 | 249.74 | 61.3809 | 0 |  | 312 | 150.796 | 179.233 | 0.11872 | 99.0259 | 167.465 | 0.11872 | 93.2807 | 160.221 | 0 | 248.432 | 248.491 | 61522.8 | 34.3428 | 60485.1 | 58178.2 | 57710 | 57710 | 56900.7 | 56850.8 | 1463.6 | 0 | 0 | 63.3441 | 0 | 56787.4 | 949.999 | 55588.3 | 55310.4062
6449 | 1990-09-26 16:00 | 180 | 544 | 47 | 22.2 | 4.1 | -9900 | 13.8125 | 259.102 | 74.0126 | 0 |  | 180 | 153.277 | 50.8825 | 0.068495 | 100.775 | 47.449 | 0.068495 | 86.338 | 45.3973 | 0 | 129.101 | 128.883 | 31911.3 | 28.6389 | 30594.2 | 30005.1 | 29622.6 | 29622.6 | 28976.6 | 28960 | 1402.31 | 0 | 0 | 3.011 | 0 | 28957 | 950 | 28175.3 | 28034.3926
6450 | 1990-09-26 17:00 | 38 | 133 | 23 | 20.6 | 4.1 | -9900 | 1.2793 | 267.431 | 86.7349 | 0 |  | 38 | 9.8121 | 21.8322 | 0.01446 | 4.0849 | 20.3458 | 0.01446 | 1.614 | 19.4662 | 0 | 20.6586 | 20.6653 | 5115.96 | 21.6324 | 4023.89 | 4070.5 | 4036.61 | 4036.61 | 3980.1 | 3979.78 | 1319.56 | 0 | 0 | 0.25014 | 0 | 3979.53 | 950 | 3785.83 | 3766.8999
6451 | 1990-09-26 18:00 | 0 | 0 | 0 | 20.6 | 3.6 | -9900
6452 | 1990-09-26 19:00 | 0 | 0 | 0 | 20.6 | 3.1 | -9900
6453 | 1990-09-26 20:00 | 0 | 0 | 0 | 20.6 | 3.6 | -9900
6454 | 1990-09-26 21:00 | 0 | 0 | 0 | 20 | 2.6 | -9900
6455 | 1990-09-26 22:00 | 0 | 0 | 0 | 20 | 1.5 | -9900
6456 | 1990-09-26 23:00 | 0 | 0 | 0 | 20 | 2.1 | -9900
6457 | 1990-09-27 | 0 | 0 | 0 | 20 | 2.1 | -9900
6458 | 1990-09-27 01:00 | 0 | 0 | 0 | 20 | 2.1 | -9900
6459 | 1990-09-27 02:00 | 0 | 0 | 0 | 20 | 3.1 | -9900
6460 | 1990-09-27 03:00 | 0 | 0 | 0 | 20 | 2.1 | -9900
6461 | 1990-09-27 04:00 | 0 | 0 | 0 | 20 | 2.6 | -9900
6462 | 1990-09-27 05:00 | 6 | 5 | 5 | 20 | 3.6 | -9900 | -2.9411 | 90.0872 | 89.9546 | 0 |  | 6 | 0.0091047 | 4.7911 | 0.0022832 | 0 | 4.4809 | 0 | 0 | 4.287 | 0 | 4.2013 | 4.1993 | 1039.58 | 20.2146 | 356.069 | 355.129 | 352.61 | 352.61 | 347.673 | 347.671 | 1426 | 0 | 0 | 0.0022809 | 0 | 347.669 | 950 | 329.798 | 328.149
6463 | 1990-09-27 06:00 | 40 | 4 | 40 | 20.6 | 2.6 | -9900 | 9.6269 | 98.3007 | 81.4193 | 0 |  | 40 | 0 | 39.6297 | 0.015221 | 0 | 37.0657 | 0.015221 | 0 | 35.462 | 0 | 34.7528 | 34.7339 | 8598.84 | 22.4578 | 7356.01 | 7425.36 | 7390.81 | 7390.81 | 7287.34 | 7286.65 | 1550.09 | 0 | 0 | 1.1531 | 0 | 7285.49 | 950 | 6950.02 | 6915.2705
6464 | 1990-09-27 07:00 | 128 | 2 | 127 | 20.6 | 3.1 | -9900 | 21.9186 | 107.251 | 68.5633 | 0 |  | 128 | 0.97774 | 125.837 | 0.048708 | 0.94562 | 117.732 | 0.048708 | 0.86357 | 112.637 | 0 | 111.231 | 111.181 | 27524.3 | 26.4131 | 26097.4 | 25952.4 | 25868.5 | 25868.5 | 25506.3 | 25497.9 | 1566.14 | 0 | 0 | 14.2852 | 0 | 25483.6 | 950 | 24669.3 | 24545.9375
6465 | 1990-09-27 08:00 | 305 | 75 | 264 | 21.7 | 4.1 | -9900 | 33.5595 | 117.972 | 56.2323 | 0 |  | 305 | 41.1695 | 267.867 | 0.11606 | 39.4815 | 250.609 | 0.11606 | 37.9098 | 239.765 | 0 | 272.121 | 271.966 | 67328.9 | 35.2872 | 66357.4 | 63792.4 | 63609.1 | 63609.1 | 62718.6 | 62666.8 | 1553.71 | 0 | 0 | 85.5527 | 0 | 62581.3 | 949.999 | 61300.1 | 60993.5781
6466 | 1990-09-27 09:00 | 410 | 212 | 262 | 21.7 | 4.1 | -9900 | 43.9094 | 131.955 | 44.9921 | 0 |  | 410 | 150.74 | 264.819 | 0.15602 | 137.33 | 247.885 | 0.15602 | 134.52 | 237.158 | 0 | 364.245 | 363.806 | 90059.2 | 39.8754 | 89474.3 | 84405.9 | 84144 | 84144 | 82966 | 82868.3 | 1507.51 | 0 | 0 | 144.65 | 0 | 82723.6 | 949.999 | 81289.7 | 80883.2578
6467 | 1990-09-27 10:00 | 267 | 11 | 258 | 21.7 | 4.6 | -9900 | 51.7982 | 151.082 | 35.9858 | 0 |  | 267 | 9.2591 | 256.948 | 0.1016 | 8.2521 | 240.341 | 0.1016 | 8.1561 | 229.942 | 0 | 233.336 | 233.236 | 57740.2 | 33.0902 | 56622.3 | 54896.2 | 54760.5 | 54760.5 | 53993.8 | 53956 | 1556.85 | 0 | 0 | 62.7596 | 0 | 53893.2 | 950 | 52714.5 | 52450.9375
6468 | 1990-09-27 11:00 | 277 | 3 | 274 | 21.7 | 5.2 | -9900 | 55.4316 | 175.761 | 31.2672 | 0 |  | 277 | 3.1129 | 273.208 | 0.10541 | 2.8954 | 255.535 | 0.10541 | 2.8708 | 244.479 | 0 | 242.402 | 242.286 | 59981.8 | 33.2135 | 58896.4 | 57082.6 | 56935.5 | 56935.5 | 56138.3 | 56097.4 | 1566.27 | 0 | 0 | 68.5053 | 0 | 56028.9 | 950 | 54822.9 | 54548.7344
6469 | 1990-09-27 12:00 | 662 | 455 | 294 | 21.7 | 5.7 | -9900 | 53.4928 | 201.499 | 32.7248 | 0 |  | 662 | 385.098 | 303.719 | 0.25191 | 375.817 | 284.063 | 0.25191 | 372.267 | 271.772 | 0 | 631.158 | 630.825 | 156167 | 51.0027 | 156649 | 141404 | 140756 | 140756 | 138785 | 138526 | 1539.3 | 0 | 0 | 391.995 | 0 | 138134 | 950 | 135824 | 135145.3281
6470 | 1990-09-27 13:00 | 297 | 7 | 292 | 21.1 | 5.2 | -9900 | 46.7329 | 222.508 | 39.6702 | 0 |  | 297 | 5.2834 | 292.047 | 0.11302 | 5.1587 | 273.113 | 0.11302 | 5.0813 | 261.296 | 0 | 261.05 | 260.892 | 64587.9 | 33.4976 | 63572.2 | 61550.9 | 61396.4 | 61396.4 | 60536.9 | 60489.8 | 1569.43 | 0 | 0 | 79.9968 | 0 | 60409.8 | 950 | 59150.5 | 58854.7148
6471 | 1990-09-27 14:00 | 263 | 21 | 250 | 21.1 | 5.2 | -9900 | 36.9953 | 237.907 | 49.8586 | 0 |  | 263 | 13.9183 | 250.304 | 0.10008 | 10.5214 | 234.05 | 0.10008 | 10.2225 | 223.924 | 0 | 229.464 | 229.305 | 56767.6 | 31.9966 | 55635.2 | 54172 | 54039.1 | 54039.1 | 53282.6 | 53247 | 1582.23 | 0 | 0 | 62.9374 | 0 | 53184 | 950 | 52014 | 51753.9375
6472 | 1990-09-27 15:00 | 186 | 3 | 184 | 20.6 | 4.1 | -9900 | 25.6672 | 249.456 | 61.6724 | 0 |  | 186 | 2.1891 | 184.504 | 0.070779 | 1.4373 | 172.495 | 0.070779 | 1.3524 | 165.032 | 0 | 163.057 | 162.996 | 40351.9 | 28.7431 | 39014.4 | 38457.3 | 38359.5 | 38359.5 | 37822.5 | 37804.1 | 1566.62 | 0 | 0 | 31.0822 | 0 | 37773 | 950 | 36881.4 | 36696.9844
6473 | 1990-09-27 16:00 | 76 | 8 | 75 | 20 | 3.1 | -9900 | 13.5229 | 258.82 | 74.2856 | 0 |  | 76 | 1.1571 | 74.9174 | 0.02892 | 0.75847 | 70.0412 | 0.02892 | 0.64714 | 67.0111 | 0 | 66.3051 | 66.2696 | 16405.9 | 23.4649 | 15009.1 | 15095.2 | 15043.8 | 15043.8 | 14833.2 | 14830.3 | 1539.46 | 0 | 0 | 4.712 | 0 | 14825.6 | 950 | 14229 | 14157.8398
6474 | 1990-09-27 17:00 | 21 | 1 | 21 | 20 | 3.1 | -9900 | 0.99718 | 267.149 | 86.9439 | 0 |  | 21 | 0 | 19.7332 | 0.0079911 | 0 | 18.3968 | 0.0079911 | 0 | 17.6014 | 0 | 17.2494 | 17.242 | 4268.53 | 20.9015 | 3222.14 | 3266.71 | 3239.98 | 3239.98 | 3194.62 | 3194.47 | 1481.6 | 0 | 0 | 0.19979 | 0 | 3194.27 | 950 | 3037.02 | 3021.8308
6475 | 1990-09-27 18:00 | 0 | 0 | 0 | 20 | 3.1 | -9900
6476 | 1990-09-27 19:00 | 0 | 0 | 0 | 19.4 | 3.1 | -9900
6477 | 1990-09-27 20:00 | 0 | 0 | 0 | 19.4 | 3.6 | -9900
6478 | 1990-09-27 21:00 | 0 | 0 | 0 | 19.4 | 2.6 | -9900
6479 | 1990-09-27 22:00 | 0 | 0 | 0 | 19.4 | 3.1 | -9900
6480 | 1990-09-27 23:00 | 0 | 0 | 0 | 19.4 | 4.1 | -9900
6481 | 1990-09-28 | 0 | 0 | 0 | 19.4 | 3.1 | -9900
6482 | 1990-09-28 01:00 | 0 | 0 | 0 | 19.4 | 2.1 | -9900
6483 | 1990-09-28 02:00 | 0 | 0 | 0 | 20 | 3.1 | -9900
6484 | 1990-09-28 03:00 | 0 | 0 | 0 | 20 | 2.6 | -9900
6485 | 1990-09-28 04:00 | 0 | 0 | 0 | 20 | 2.6 | -9900
6486 | 1990-09-28 05:00 | 3 | 2 | 3 | 20 | 3.6 | -9900 | -3.0805 | 90.4609 | 89.9629 | 0 |  | 3 | 0 | 3.1452 | 0.0011416 | 0 | 2.9415 | 0 | 0 | 2.8143 | 0 | 2.758 | 2.7565 | 682.403 | 20.1409 | 154.379 | 153.929 | 153.868 | 153.868 | 151.714 | 151.713 | 1439.02 | 0 | 0 | 0.00044058 | 0 | 151.713 | 950 | 143.891 | 143.1717
6487 | 1990-09-28 06:00 | 74 | 47 | 66 | 20 | 3.6 | -9900 | 9.4813 | 98.6767 | 81.54 | 0 |  | 74 | 7.1353 | 66.6461 | 0.028159 | 6.8029 | 62.3257 | 0.028159 | 4.8229 | 59.6292 | 0 | 63.1631 | 63.153 | 15634.1 | 23.2277 | 14247.1 | 14340.4 | 14284.8 | 14284.8 | 14084.8 | 14082.2 | 1548.95 | 0 | 0 | 4.3193 | 0 | 14077.8 | 950 | 13504.7 | 13437.2061
6488 | 1990-09-28 07:00 | 175 | 51 | 156 | 20.6 | 3.6 | -9900 | 21.7541 | 107.642 | 68.7009 | 0 |  | 175 | 18.596 | 157.595 | 0.066593 | 17.9983 | 147.425 | 0.066593 | 16.4226 | 141.046 | 0 | 154.319 | 154.223 | 38179.1 | 28.4821 | 36821.5 | 36328.9 | 36217.8 | 36217.8 | 35710.8 | 35694.2 | 1568.49 | 0 | 0 | 28.0125 | 0 | 35666.2 | 950 | 34800.9 | 34626.8672
6489 | 1990-09-28 08:00 | 389 | 162 | 299 | 21.1 | 3.1 | -9900 | 33.3608 | 118.386 | 56.4022 | 0 |  | 389 | 90.4444 | 299.156 | 0.14803 | 86.5592 | 280.083 | 0.14803 | 83.0802 | 267.962 | 0 | 344.021 | 343.901 | 85136.6 | 39.0808 | 84462.2 | 79984.8 | 79737 | 79737 | 78620.5 | 78537.6 | 1546.78 | 0 | 0 | 133.886 | 0 | 78403.7 | 949.999 | 76985.9 | 76600.9609
6490 | 1990-09-28 09:00 | 340 | 120 | 256 | 21.1 | 4.6 | -9900 | 43.6576 | 132.382 | 45.215 | 0 |  | 340 | 85.6138 | 257.415 | 0.12938 | 77.8453 | 240.902 | 0.12938 | 76.2316 | 230.478 | 0 | 300.575 | 300.519 | 74394.9 | 35.776 | 73541.3 | 70530.8 | 70325.5 | 70325.5 | 69341 | 69274.1 | 1522.1 | 0 | 0 | 102.428 | 0 | 69171.7 | 950 | 67827.8 | 67488.6953
6491 | 1990-09-28 10:00 | 426 | 87 | 358 | 21.1 | 4.1 | -9900 | 51.4762 | 151.46 | 36.2852 | 0 |  | 426 | 70.0028 | 364.585 | 0.16211 | 62.2941 | 341.045 | 0.16211 | 61.5547 | 326.289 | 0 | 380.086 | 379.898 | 94046.4 | 40.0794 | 93526.5 | 88233.3 | 87974.4 | 87974.4 | 86742.5 | 86639.5 | 1530.5 | 0 | 0 | 157.773 | 0 | 86481.7 | 949.999 | 85015.9 | 84590.8359
6492 | 1990-09-28 11:00 | 817 | 830 | 133 | 22.2 | 5.2 | -9900 | 55.0482 | 175.95 | 31.6423 | 0 |  | 817 | 710.196 | 138.663 | 0.31089 | 661.563 | 129.746 | 0.31089 | 655.807 | 124.132 | 0 | 764.34 | 762.723 | 188817 | 58.4448 | 189511 | 164491 | 163817 | 163817 | 161523 | 161118 | 1469.98 | 0 | 0 | 478.468 | 0 | 160639 | 950 | 157852 | 157062.3438
6493 | 1990-09-28 12:00 | 758 | 753 | 152 | 22.2 | 5.7 | -9900 | 53.0966 | 201.432 | 33.1195 | 0 |  | 758 | 634.598 | 158.773 | 0.28844 | 619.304 | 148.499 | 0.28844 | 613.288 | 142.074 | 0 | 740.255 | 739.676 | 183114 | 56.559 | 183855 | 161933 | 161054 | 161054 | 158799 | 158440 | 1527.81 | 0 | 0 | 494.272 | 0 | 157946 | 950 | 155229 | 154452.5312
6494 | 1990-09-28 13:00 | 576 | 493 | 216 | 22.2 | 5.2 | -9900 | 46.3648 | 222.288 | 40.0322 | 0 |  | 576 | 380.717 | 224.531 | 0.21918 | 370.025 | 209.92 | 0.21918 | 364.348 | 200.838 | 0 | 553.882 | 553.903 | 137137 | 48.5216 | 137352 | 125269 | 124628 | 124628 | 122883 | 122678 | 1542.48 | 0 | 0 | 317.076 | 0 | 122361 | 950 | 120340 | 119737.9219
6495 | 1990-09-28 14:00 | 447 | 426 | 191 | 21.7 | 5.2 | -9900 | 36.6623 | 237.634 | 50.1801 | 0 |  | 447 | 274.377 | 198.871 | 0.1701 | 209.023 | 185.857 | 0.1701 | 202.98 | 177.817 | 0 | 373.18 | 373.139 | 92381.1 | 39.4317 | 91856.4 | 86418.4 | 86174.6 | 86174.6 | 84849.5 | 84701.4 | 1408.16 | 0 | 0 | 15.04 | 0 | 84686.3 | 950 | 83228.8 | 82812.6406
6496 | 1990-09-28 15:00 | 258 | 309 | 124 | 21.7 | 4.1 | -9900 | 25.3613 | 249.174 | 61.9637 | 0 |  | 258 | 146.92 | 129.822 | 0.098177 | 96.4413 | 121.262 | 0.098177 | 90.6434 | 116.017 | 0 | 202.527 | 202.564 | 50156.6 | 31.8199 | 48971 | 47528.4 | 47072.6 | 47072.6 | 46295.6 | 46261.4 | 1463.6 | 0 | 0 | 42.9848 | 0 | 46218.4 | 947.732 | 45144.8 | 44919.0391
6497 | 1990-09-28 16:00 | 152 | 270 | 89 | 21.1 | 4.1 | -9900 | 13.234 | 258.539 | 74.5582 | 0 |  | 152 | 73.1989 | 92.481 | 0.057841 | 47.7665 | 86.3423 | 0.057841 | 40.586 | 82.608 | 0 | 120.73 | 120.853 | 29921.2 | 27.1377 | 28526.8 | 28247.2 | 28038.5 | 28038.5 | 27646 | 27633.6 | 1453.53 | 0 | 0 | 13.9785 | 0 | 27619.6 | 950 | 26804.5 | 26670.4648
6498 | 1990-09-28 17:00 | 33 | 117 | 19 | 20 | 3.6 | -9900 | 0.71595 | 266.867 | 87.1479 | 0 |  | 33 | 8.0015 | 17.8223 | 0.012557 | 3.2893 | 16.612 | 0.012557 | 1.167 | 15.8938 | 0 | 16.7196 | 16.7116 | 4137.1 | 20.8541 | 3102.34 | 3144.75 | 3118.68 | 3118.68 | 3075.02 | 3074.83 | 1337.62 | 0 | 0 | 0.14755 | 0 | 3074.68 | 950 | 2922.92 | 2908.303
6499 | 1990-09-28 18:00 | 0 | 0 | 0 | 19.4 | 2.6 | -9900
6500 | 1990-09-28 19:00 | 0 | 0 | 0 | 19.4 | 2.6 | -9900
6501 | 1990-09-28 20:00 | 0 | 0 | 0 | 19.4 | 1.5 | -9900
6502 | 1990-09-28 21:00 | 0 | 0 | 0 | 18.9 | 2.1 | -9900
6503 | 1990-09-28 22:00 | 0 | 0 | 0 | 18.9 | 2.1 | -9900
6504 | 1990-09-28 23:00 | 0 | 0 | 0 | 18.3 | 1.5 | -9900
6505 | 1990-09-29 | 0 | 0 | 0 | 18.9 | 2.1 | -9900
6506 | 1990-09-29 01:00 | 0 | 0 | 0 | 18.9 | 2.1 | -9900
6507 | 1990-09-29 02:00 | 0 | 0 | 0 | 17.8 | 1.5 | -9900
6508 | 1990-09-29 03:00 | 0 | 0 | 0 | 18.3 | 1.5 | -9900
6509 | 1990-09-29 04:00 | 0 | 0 | 0 | 17.8 | 0 | -9900
6510 | 1990-09-29 05:00 | 0 | 0 | 0 | 18.3 | 2.1 | -9900
6511 | 1990-09-29 06:00 | 63 | 5 | 62 | 18.9 | 2.6 | -9900 | 9.3345 | 99.0515 | 81.6617 | 0 |  | 63 | 0.89286 | 61.0815 | 0.023973 | 0.85157 | 57.1761 | 0.023973 | 0.59998 | 54.7019 | 0 | 54.1958 | 54.1759 | 13411.8 | 21.7978 | 12055.6 | 12200.4 | 12151.6 | 12151.6 | 11981.4 | 11979.5 | 1545.25 | 0 | 0 | 3.1202 | 0 | 11976.4 | 950 | 11468.9 | 11411.5977
6512 | 1990-09-29 07:00 | 119 | 7 | 117 | 20 | 1.5 | -9900 | 21.5881 | 108.031 | 68.8402 | 0 |  | 119 | 1.9595 | 115.952 | 0.045283 | 1.8957 | 108.477 | 0.045283 | 1.7282 | 103.784 | 0 | 103.402 | 103.351 | 25585.8 | 25.8117 | 24154.4 | 24074.9 | 24000.2 | 24000.2 | 23664.2 | 23657.1 | 1583.89 | 0 | 0 | 12.4219 | 0 | 23644.7 | 950 | 22855.1 | 22740.8164
6513 | 1990-09-29 08:00 | 216 | 6 | 213 | 20 | 3.1 | -9900 | 33.1603 | 118.796 | 56.5742 | 0 |  | 216 | 3.0172 | 211.615 | 0.082195 | 2.8831 | 197.98 | 0.082195 | 2.766 | 189.414 | 0 | 188.336 | 188.288 | 46612.8 | 29.8446 | 45345.7 | 44509.9 | 44398.4 | 44398.4 | 43776.8 | 43752.1 | 1564.96 | 0 | 0 | 41.8009 | 0 | 43710.3 | 950 | 42726.8 | 42513.125
6514 | 1990-09-29 09:00 | 365 | 4 | 362 | 21.1 | 2.1 | -9900 | 43.4038 | 132.805 | 45.4403 | 0 |  | 365 | 3.0598 | 361.055 | 0.13889 | 2.7705 | 337.806 | 0.13889 | 2.7123 | 323.19 | 0 | 319.384 | 319.251 | 79034.6 | 38.569 | 78254 | 74284.6 | 74099.9 | 74099.9 | 73062.2 | 72994.3 | 1580.97 | 0 | 0 | 117.322 | 0 | 72877 | 949.999 | 71489.8 | 71132.3125
6515 | 1990-09-29 10:00 | 357 | 7 | 351 | 21.1 | 6.2 | -9900 | 51.1529 | 151.831 | 36.5864 | 0 |  | 357 | 6.1807 | 350.382 | 0.13585 | 5.5002 | 327.762 | 0.13585 | 5.4336 | 313.58 | 0 | 312.634 | 312.489 | 77361.7 | 35.289 | 76552.9 | 73617.7 | 73423.8 | 73423.8 | 72395.9 | 72328 | 1560.02 | 0 | 0 | 113.676 | 0 | 72214.3 | 949.999 | 70830.9 | 70476.7656
6516 | 1990-09-29 11:00 | 439 | 7 | 433 | 21.7 | 5.7 | -9900 | 54.6647 | 176.133 | 32.0176 | 0 |  | 439 | 6.2338 | 433.676 | 0.16705 | 5.8157 | 405.649 | 0.16705 | 5.7637 | 388.098 | 0 | 385.985 | 385.794 | 95507.2 | 39.6207 | 95011.1 | 89850.7 | 89625.1 | 89625.1 | 88370.3 | 88269.9 | 1571.28 | 0 | 0 | 170.19 | 0 | 88099.7 | 949.999 | 86620.2 | 86187.1016
6517 | 1990-09-29 12:00 | 341 | 5 | 337 | 21.7 | 5.7 | -9900 | 52.701 | 201.365 | 33.5136 | 0 |  | 341 | 4.1917 | 337.078 | 0.12976 | 4.0907 | 315.253 | 0.12976 | 4.0498 | 301.614 | 0 | 299.55 | 299.413 | 74123.6 | 35.6081 | 73260.8 | 70362.1 | 70187.2 | 70187.2 | 69204.4 | 69143.7 | 1575.67 | 0 | 0 | 104.62 | 0 | 69039.1 | 949.999 | 67684.4 | 67345.9375
6518 | 1990-09-29 13:00 | 692 | 774 | 131 | 22.8 | 5.7 | -9900 | 45.9971 | 222.069 | 40.3939 | 0 |  | 692 | 593.774 | 137.715 | 0.26333 | 574.028 | 128.749 | 0.26333 | 565.02 | 123.179 | 0 | 674.435 | 674.612 | 167018 | 54.1366 | 167620 | 149128 | 148169 | 148169 | 146094 | 145794 | 1521.35 | 0 | 0 | 436.963 | 0 | 145357 | 950 | 142879 | 142164.2812
6519 | 1990-09-29 14:00 | 523 | 597 | 166 | 22.2 | 4.6 | -9900 | 36.3296 | 237.363 | 50.5015 | 0 |  | 523 | 383.045 | 174.299 | 0.19902 | 292.365 | 162.88 | 0.19902 | 283.757 | 155.834 | 0 | 430.8 | 430.988 | 106707 | 43.2475 | 106439 | 98211 | 97803.9 | 97803.9 | 95938.9 | 95747.3 | 1414.71 | 0 | 0 | -16.4693 | 0 | 95763.7 | 950 | 94123.7 | 93653.1016
6520 | 1990-09-29 15:00 | 203 | 84 | 167 | 21.1 | 6.2 | -9900 | 25.0558 | 248.893 | 62.2547 | 0 |  | 203 | 39.5397 | 169.321 | 0.077248 | 25.9494 | 158.336 | 0.077248 | 24.3612 | 151.485 | 0 | 172.33 | 172.273 | 42650.9 | 28.9223 | 41342 | 40709.3 | 40552.4 | 40552.4 | 39984.6 | 39963.5 | 1542.42 | 0 | 0 | 34.2671 | 0 | 39929.3 | 950 | 38988.9 | 38793.9688
6521 | 1990-09-29 16:00 | 131 | 32 | 123 | 20 | 5.2 | -9900 | 12.9458 | 258.257 | 74.83 | 0 |  | 131 | 9.3352 | 126.571 | 0.049849 | 6.0495 | 118.301 | 0.049849 | 5.1161 | 113.183 | 0 | 115.933 | 115.902 | 28693.8 | 25.5077 | 27271.7 | 27211.9 | 27125.2 | 27125.2 | 26745.4 | 26736.1 | 1557.9 | 0 | 0 | 15.3427 | 0 | 26720.8 | 950 | 25891.2 | 25761.7324
6522 | 1990-09-29 17:00 | 18 | 17 | 16 | 20.6 | 4.1 | -9900 | 0.43575 | 266.585 | 87.3374 | 0 |  | 18 | 1.0672 | 14.6937 | 0.0068495 | 0.43188 | 13.6899 | 0.0068495 | 0.14589 | 13.0981 | 0 | 12.9791 | 12.975 | 3212.2 | 21.2482 | 2241.12 | 2266.71 | 2253.7 | 2253.7 | 2222.15 | 2222.08 | 1513.34 | 0 | 0 | 0.10175 | 0 | 2221.98 | 950 | 2110.92 | 2100.364
6523 | 1990-09-29 18:00 | 0 | 0 | 0 | 20 | 3.1 | -9900
6524 | 1990-09-29 19:00 | 0 | 0 | 0 | 20.6 | 3.6 | -9900
6525 | 1990-09-29 20:00 | 0 | 0 | 0 | 20.6 | 4.1 | -9900
6526 | 1990-09-29 21:00 | 0 | 0 | 0 | 20 | 0 | -9900
6527 | 1990-09-29 22:00 | 0 | 0 | 0 | 20 | 0 | -9900
6528 | 1990-09-29 23:00 | 0 | 0 | 0 | 19.4 | 0 | -9900
6529 | 1990-09-30 | 0 | 0 | 0 | 18.9 | 0 | -9900
6530 | 1990-09-30 01:00 | 0 | 0 | 0 | 20 | 2.1 | -9900
6531 | 1990-09-30 02:00 | 0 | 0 | 0 | 19.4 | 3.1 | -9900
6532 | 1990-09-30 03:00 | 0 | 0 | 0 | 19.4 | 2.6 | -9900
6533 | 1990-09-30 04:00 | 0 | 0 | 0 | 19.4 | 2.1 | -9900
6534 | 1990-09-30 05:00 | 6 | 0 | 6 | 19.4 | 2.6 | -9900 | -3.3609 | 91.2061 | 89.9795 | 0 |  | 6 | 0 | 5.9987 | 0.0022832 | 0 | 5.6102 | 0 | 0 | 5.3675 | 0 | 5.2602 | 5.2589 | 1301.92 | 19.6813 | 550.883 | 550.864 | 545.024 | 545.024 | 537.393 | 537.389 | 1424.23 | 0 | 0 | 0.0054396 | 0 | 537.383 | 950 | 509.84 | 507.2912
6535 | 1990-09-30 06:00 | 50 | 3 | 50 | 20 | 3.1 | -9900 | 9.1867 | 99.4251 | 81.7846 | 0 |  | 50 | 0 | 49.3981 | 0.019026 | 0 | 46.2215 | 0.019026 | 0 | 44.2215 | 0 | 43.3371 | 43.3293 | 10726.6 | 22.2655 | 9424.31 | 9520.73 | 9479.8 | 9479.8 | 9347.08 | 9345.92 | 1542.62 | 0 | 0 | 1.8838 | 0 | 9344.04 | 950 | 8928.85 | 8884.209
6536 | 1990-09-30 07:00 | 214 | 172 | 150 | 20.6 | 3.1 | -9900 | 21.4205 | 108.418 | 68.9812 | 0 |  | 214 | 62.7694 | 149.229 | 0.081434 | 60.7153 | 139.74 | 0.081434 | 55.2947 | 133.692 | 0 | 185.207 | 185.068 | 45814.1 | 30.2762 | 44541.1 | 43631.3 | 43448.4 | 43448.4 | 42840.2 | 42815.3 | 1549.24 | 0 | 0 | 40.177 | 0 | 42775.1 | 950 | 41794.9 | 41585.9258
6537 | 1990-09-30 08:00 | 517 | 733 | 115 | 22.8 | 2.6 | -9900 | 32.9579 | 119.204 | 56.7483 | 0 |  | 517 | 404.639 | 117.472 | 0.19673 | 386.209 | 110.068 | 0.19673 | 370.375 | 105.304 | 0 | 466.165 | 465.646 | 115274 | 47.7064 | 115140 | 105041 | 104471 | 104471 | 103009 | 102854 | 1500.18 | 0 | 0 | 224.123 | 0 | 102630 | 949.999 | 100926 | 100421
6538 | 1990-09-30 09:00 | 696 | 896 | 80 | 23.3 | 4.6 | -9900 | 43.1481 | 133.222 | 45.6678 | 0 |  | 696 | 628.707 | 82.3495 | 0.26485 | 568.43 | 77.0947 | 0.26485 | 556.338 | 73.7584 | 0 | 617.494 | 617.086 | 152749 | 53.4356 | 153170 | 135503 | 134778 | 134778 | 128906 | 128639 | 1483.63 | 0 | 0 | -1383.66 | 0 | 130023 | 950 | 127754 | 127115.0312
6539 | 1990-09-30 10:00 | 801 | 916 | 87 | 23.3 | 6.2 | -9900 | 50.8283 | 152.194 | 36.8894 | 0 |  | 801 | 735.984 | 89.8282 | 0.3048 | 654.958 | 84.0693 | 0.3048 | 646.867 | 80.4315 | 0 | 712.753 | 712.211 | 176305 | 55.639 | 176890 | 154512 | 153643 | 153643 | 147831 | 147466 | 1457.14 | 0 | 0 | -3234.4 | 0 | 150701 | 950 | 148089 | 147348.375
6540 | 1990-09-30 11:00 | 841 | 921 | 89 | 23.9 | 6.2 | -9900 | 54.2813 | 176.311 | 32.3931 | 0 |  | 841 | 781.818 | 92.2328 | 0.32003 | 728.287 | 86.2922 | 0.32003 | 721.6 | 82.5585 | 0 | 788.075 | 787.001 | 194831 | 59.635 | 195535 | 168702 | 167966 | 167966 | 165613 | 165187 | 1469.9 | 0 | 0 | 498.766 | 0 | 164688 | 950 | 161808 | 160999.4531
6541 | 1990-09-30 12:00 | 822 | 922 | 88 | 23.3 | 6.2 | -9900 | 52.306 | 201.297 | 33.9071 | 0 |  | 822 | 769.722 | 91.6041 | 0.3128 | 751.172 | 85.6757 | 0.3128 | 743.465 | 81.9689 | 0 | 808.926 | 808.288 | 200095 | 60.0015 | 200901 | 174206 | 173213 | 173213 | 170787 | 170375 | 1530.06 | 0 | 0 | 569.609 | 0 | 169805 | 950 | 166820 | 165986.2031
6542 | 1990-09-30 13:00 | 704 | 820 | 114 | 22.8 | 6.7 | -9900 | 45.6299 | 221.852 | 40.7551 | 0 |  | 704 | 624.988 | 120.265 | 0.26789 | 601.281 | 112.433 | 0.26789 | 591.633 | 107.569 | 0 | 685.218 | 685.417 | 169692 | 53.2223 | 170316 | 152033 | 151081 | 151081 | 148965 | 148651 | 1524.91 | 0 | 0 | 450.282 | 0 | 148201 | 950 | 145652 | 144923.2969
6543 | 1990-09-30 14:00 | 374 | 320 | 185 | 22.8 | 4.6 | -9900 | 35.9974 | 237.094 | 50.8225 | 0 |  | 374 | 203.012 | 190.313 | 0.14232 | 154.95 | 177.889 | 0.14232 | 150.304 | 170.194 | 0 | 314.087 | 313.843 | 77701.5 | 38.1267 | 76920.9 | 72871.5 | 72610.8 | 72610.8 | 71594.2 | 71489.8 | 1415.17 | 0 | 0 | 78.4306 | 0 | 71411.4 | 949.999 | 70063.1 | 69712.8281
6544 | 1990-09-30 15:00 | 252 | 191 | 171 | 21.1 | 2.6 | -9900 | 24.751 | 248.612 | 62.5452 | 0 |  | 252 | 89.1218 | 174.667 | 0.095894 | 58.5672 | 163.23 | 0.095894 | 54.9189 | 156.169 | 0 | 206.866 | 206.672 | 51168.5 | 32.1545 | 49970.7 | 48544.9 | 48275 | 48275 | 47599.2 | 47566 | 1486.42 | 0 | 0 | 46.143 | 0 | 47519.9 | 950 | 46432.3 | 46200.1641
6545 | 1990-09-30 16:00 | 104 | 68 | 88 | 21.1 | 3.6 | -9900 | 12.6585 | 257.977 | 75.1011 | 0 |  | 104 | 18.7538 | 90.4748 | 0.039575 | 12.228 | 84.4982 | 0.039575 | 10.2972 | 80.8435 | 0 | 89.3178 | 89.3056 | 22109.6 | 25.6643 | 20682.5 | 20622.3 | 20526.1 | 20526.1 | 20238.7 | 20233.2 | 1535.31 | 0 | 0 | 8.4655 | 0 | 20224.7 | 950 | 19497.1 | 19399.5801
6546 | 1990-09-30 17:00 | 20 | 7 | 20 | 20.6 | 3.1 | -9900 | 0.15672 | 266.303 | 87.5262 | 0 |  | 20 | 0 | 17.7937 | 0.0076106 | 0 | 16.5647 | 0.0076106 | 0 | 15.8488 | 0 | 15.5319 | 15.5303 | 3844.82 | 21.412 | 2826.75 | 2860.01 | 2839.41 | 2839.41 | 2799.66 | 2799.53 | 1383.89 | 0 | 0 | 0.14106 | 0 | 2799.39 | 950 | 2660.71 | 2647.408
6547 | 1990-09-30 18:00 | 0 | 0 | 0 | 20 | 3.1 | -9900
6548 | 1990-09-30 19:00 | 0 | 0 | 0 | 20 | 3.1 | -9900
6549 | 1990-09-30 20:00 | 0 | 0 | 0 | 20 | 3.6 | -9900
6550 | 1990-09-30 21:00 | 0 | 0 | 0 | 19.7 | 3.4 | -9900
6551 | 1990-09-30 22:00 | 0 | 0 | 0 | 19.4 | 3.2 | -9900
6552 | 1990-09-30 23:00 | 0 | 0 | 0 | 19.1 | 3 | -9900
6553 | 1989-10-01 | 0 | 0 | 0 | 18.7 | 2.7 | -9900
6554 | 1989-10-01 01:00 | 0 | 0 | 0 | 18.4 | 2.5 | -9900
6555 | 1989-10-01 02:00 | 0 | 0 | 0 | 18.1 | 2.3 | -9900
6556 | 1989-10-01 03:00 | 0 | 0 | 0 | 17.8 | 2.1 | -9900
6557 | 1989-10-01 04:00 | 0 | 0 | 0 | 17.8 | 2.1 | -9900
6558 | 1989-10-01 05:00 | 7 | 0 | 7 | 17.8 | 3.1 | -9900 | -3.5358 | 91.6673 | 89.9899 | 0 |  | 7 | 0 | 6.8854 | 0.0026637 | 0 | 6.4395 | 0 | 0 | 6.1609 | 0 | 6.0377 | 6.0364 | 1494.4 | 18.1156 | 708.202 | 711.261 | 703.687 | 703.687 | 693.835 | 693.828 | 1469.18 | 0 | 0 | 0.009657 | 0 | 693.818 | 950 | 658.342 | 655.0505
6559 | 1989-10-01 06:00 | 36 | 7 | 35 | 17.2 | 3.1 | -9900 | 9.002 | 99.8874 | 81.9384 | 0 |  | 36 | 0.89504 | 34.7012 | 0.013699 | 0.85309 | 32.4527 | 0.013699 | 0.5911 | 31.0486 | 0 | 31.0069 | 30.9983 | 7673.97 | 18.8207 | 6463.27 | 6610.34 | 6578.14 | 6578.14 | 6486.05 | 6485.5 | 1560.21 | 0 | 0 | 0.91535 | 0 | 6484.58 | 950 | 6182.09 | 6151.1836
6560 | 1989-10-01 07:00 | 114 | 1 | 114 | 17.8 | 3.1 | -9900 | 21.2106 | 108.896 | 69.1582 | 0 |  | 114 | 0 | 112.993 | 0.04338 | 0 | 105.709 | 0.04338 | 0 | 101.135 | 0 | 99.1124 | 99.0702 | 24526.1 | 22.9799 | 23093.7 | 23265.9 | 23191.1 | 23191.1 | 22866.4 | 22859.6 | 1557.6 | 0 | 0 | 11.3752 | 0 | 22848.2 | 950 | 22071.1 | 21960.7109
6561 | 1989-10-01 08:00 | 496 | 736 | 94 | 18.9 | 3.6 | -9900 | 32.7042 | 119.706 | 56.9671 | 0 |  | 496 | 405.051 | 96.3306 | 0.18874 | 386.345 | 90.2497 | 0.18874 | 370.303 | 86.3436 | 0 | 447.513 | 446.782 | 110603 | 41.7345 | 110393 | 103190 | 102654 | 102654 | 101217 | 101070 | 1512.99 | 0 | 0 | 220.024 | 0 | 100850 | 950 | 99177.2 | 98681.3359
6562 | 1989-10-01 09:00 | 666 | 838 | 92 | 20 | 3.1 | -9900 | 42.8283 | 133.734 | 45.9533 | 0 |  | 666 | 586.352 | 94.5899 | 0.25343 | 528.833 | 88.5536 | 0.25343 | 517.395 | 84.7215 | 0 | 590.074 | 589.948 | 146033 | 50.8453 | 146373 | 130871 | 130081 | 130081 | 124935 | 124681 | 1471.69 | 0 | 0 | -1235.69 | 0 | 125917 | 950 | 123726 | 123107.5
6563 | 1989-10-01 10:00 | 780 | 863 | 110 | 20.6 | 4.1 | -9900 | 50.4238 | 152.636 | 37.2677 | 0 |  | 780 | 691.191 | 113.311 | 0.29681 | 615.109 | 106.046 | 0.29681 | 607.32 | 101.457 | 0 | 694.602 | 693.927 | 171778 | 55.268 | 172335 | 150724 | 149876 | 149876 | 146239 | 145879 | 1438.53 | 0 | 0 | -1144.55 | 0 | 147024 | 950 | 144487 | 143764.6562
6564 | 1989-10-01 11:00 | 790 | 865 | 88 | 21.1 | 5.2 | -9900 | 53.8054 | 176.525 | 32.8595 | 0 |  | 790 | 730.432 | 91.2474 | 0.30062 | 678.384 | 85.3705 | 0.30062 | 671.947 | 81.6766 | 0 | 738.551 | 737.319 | 182532 | 56.1376 | 183207 | 160491 | 159803 | 159803 | 157565 | 157173 | 1458.73 | 0 | 0 | 448.231 | 0 | 156724 | 950 | 154023 | 153252.5938
6565 | 1989-10-01 12:00 | 821 | 927 | 87 | 21.1 | 5.2 | -9900 | 51.8165 | 201.214 | 34.3949 | 0 |  | 821 | 770.404 | 90.6144 | 0.31241 | 750.746 | 84.7502 | 0.31241 | 742.782 | 81.0834 | 0 | 807.388 | 806.537 | 199665 | 59.4268 | 200467 | 174195 | 173440 | 173440 | 171010 | 170588 | 1522.49 | 0 | 0 | 562.845 | 0 | 170025 | 950 | 167036 | 166200.9688
6566 | 1989-10-01 13:00 | 684 | 860 | 68 | 21.1 | 5.2 | -9900 | 45.1747 | 221.586 | 41.2032 | 0 |  | 684 | 653.213 | 71.3349 | 0.26028 | 623.391 | 66.6953 | 0.26028 | 613.11 | 63.8099 | 0 | 663.382 | 663.008 | 164140 | 52.6063 | 164711 | 147197 | 145951 | 145951 | 142890 | 142592 | 1512.15 | 0 | 0 | -588.322 | 0 | 143180 | 950 | 140712 | 140008.4219
6567 | 1989-10-01 14:00 | 534 | 700 | 123 | 21.1 | 5.2 | -9900 | 35.5853 | 236.762 | 51.2209 | 0 |  | 534 | 442.085 | 130.309 | 0.2032 | 340.668 | 121.76 | 0.2032 | 330.229 | 116.493 | 0 | 437.787 | 437.665 | 108354 | 41.8979 | 108133 | 100058 | 99481.1 | 99481.1 | 96264.9 | 96063 | 1401.05 | 0 | 0 | -941.691 | 0 | 97004.7 | 950 | 95324.5 | 94847.8672
6568 | 1989-10-01 15:00 | 224 | 183 | 148 | 20.6 | 3.1 | -9900 | 24.3731 | 248.266 | 62.9054 | 0 |  | 224 | 83.8083 | 150.986 | 0.085239 | 54.9756 | 141.108 | 0.085239 | 51.4728 | 135.004 | 0 | 182.747 | 182.724 | 45238.9 | 30.1537 | 43969.5 | 43044.7 | 42800.4 | 42800.4 | 42201.2 | 42175.7 | 1498.34 | 0 | 0 | 37.158 | 0 | 42138.5 | 950 | 41145.8 | 40940.0742
6569 | 1989-10-01 16:00 | 103 | 92 | 83 | 19.4 | 2.6 | -9900 | 12.3027 | 257.628 | 75.4368 | 0 |  | 103 | 23.5781 | 85.347 | 0.039195 | 15.2591 | 79.7102 | 0.039195 | 12.7716 | 76.2625 | 0 | 87.2534 | 87.226 | 21595.2 | 24.0655 | 20170.9 | 20232.1 | 20116.3 | 20116.3 | 19834.6 | 19829.1 | 1515.43 | 0 | 0 | 7.9244 | 0 | 19821.2 | 950 | 19103.5 | 19008.002
6570 | 1989-10-01 17:00 | 27 | 51 | 21 | 19.4 | 2.6 | -9900 | -0.18833 | 265.952 | 87.7597 | 0 |  | 27 | 2.6944 | 18.477 | 0.010274 | 0 | 17.2001 | 0 | 0 | 16.4568 | 0 | 16.1276 | 16.1212 | 3991.09 | 20.2623 | 2962.96 | 3009.27 | 2986.67 | 2986.67 | 2944.86 | 2944.72 | 1422.17 | 0 | 0 | 0.16169 | 0 | 2944.56 | 950 | 2799.01 | 2785.0166
6571 | 1989-10-01 18:00 | 0 | 0 | 0 | 18.9 | 3.6 | -9900
6572 | 1989-10-01 19:00 | 0 | 0 | 0 | 18.9 | 3.6 | -9900
6573 | 1989-10-01 20:00 | 0 | 0 | 0 | 18.9 | 3.6 | -9900
6574 | 1989-10-01 21:00 | 0 | 0 | 0 | 18.9 | 3.6 | -9900
6575 | 1989-10-01 22:00 | 0 | 0 | 0 | 18.9 | 4.1 | -9900
6576 | 1989-10-01 23:00 | 0 | 0 | 0 | 18.9 | 5.7 | -9900
6577 | 1989-10-02 | 0 | 0 | 0 | 19.4 | 5.2 | -9900
6578 | 1989-10-02 01:00 | 0 | 0 | 0 | 19.4 | 4.6 | -9900
6579 | 1989-10-02 02:00 | 0 | 0 | 0 | 19.4 | 5.2 | -9900
6580 | 1989-10-02 03:00 | 0 | 0 | 0 | 18.9 | 4.1 | -9900
6581 | 1989-10-02 04:00 | 0 | 0 | 0 | 18.9 | 5.2 | -9900
6582 | 1989-10-02 05:00 | 6 | 0 | 6 | 18.3 | 4.1 | -9900 | -3.6777 | 92.0372 | 89.9984 | 0 |  | 6 | 0 | 6.0016 | 0.0022832 | 0 | 5.6129 | 0 | 0 | 5.3701 | 0 | 5.2627 | 5.2611 | 1302.43 | 18.5628 | 551.263 | 551.208 | 545.336 | 545.336 | 537.701 | 537.697 | 1421.33 | 0 | 0 | 0.0055144 | 0 | 537.691 | 950 | 510.133 | 507.5822
6583 | 1989-10-02 06:00 | 58 | 10 | 56 | 18.3 | 4.1 | -9900 | 8.8517 | 100.258 | 82.0638 | 0 |  | 58 | 1.7921 | 55.2268 | 0.022071 | 1.7119 | 51.6917 | 0.022071 | 1.1772 | 49.4549 | 0 | 49.6195 | 49.592 | 12277 | 20.7776 | 10941.3 | 11114.3 | 11068.5 | 11068.5 | 10913.5 | 10912 | 1552.56 | 0 | 0 | 2.5975 | 0 | 10909.4 | 950 | 10438.2 | 10385.9854
6584 | 1989-10-02 07:00 | 161 | 107 | 122 | 18.9 | 3.6 | -9900 | 21.0396 | 109.279 | 69.3028 | 0 |  | 161 | 38.3413 | 121.516 | 0.061265 | 37.0566 | 113.773 | 0.061265 | 33.6725 | 108.849 | 0 | 139.671 | 139.583 | 34554.2 | 26.0339 | 33168.5 | 33023.7 | 32883.4 | 32883.4 | 32423 | 32408.8 | 1548.08 | 0 | 0 | 22.9181 | 0 | 32385.9 | 950 | 31531.9 | 31374.2695
6585 | 1989-10-02 08:00 | 338 | 176 | 243 | 20 | 5.2 | -9900 | 32.4977 | 120.107 | 57.1459 | 0 |  | 338 | 95.7999 | 243.377 | 0.12862 | 91.2939 | 227.838 | 0.12862 | 87.4636 | 217.978 | 0 | 299.333 | 299.151 | 74058.8 | 34.2157 | 73198.6 | 70639.4 | 70416.5 | 70416.5 | 69430.7 | 69365.4 | 1538.76 | 0 | 0 | 103.671 | 0 | 69261.7 | 949.999 | 67913.9 | 67574.375
6586 | 1989-10-02 09:00 | 407 | 203 | 268 | 20.6 | 3.6 | -9900 | 42.5685 | 134.14 | 46.1858 | 0 |  | 407 | 142.092 | 269.702 | 0.15488 | 127.9 | 252.408 | 0.15488 | 125.097 | 241.486 | 0 | 359.251 | 358.986 | 88868.5 | 38.9473 | 88263.1 | 83554.1 | 83250.1 | 83250.1 | 82084.6 | 81988.9 | 1503.43 | 0 | 0 | 141.483 | 0 | 81847.4 | 950 | 80420.1 | 80018.0156
6587 | 1989-10-02 10:00 | 600 | 517 | 201 | 21.1 | 4.6 | -9900 | 50.0969 | 152.984 | 37.5742 | 0 |  | 600 | 411.891 | 207.773 | 0.22832 | 364.859 | 194.491 | 0.22832 | 360.149 | 186.074 | 0 | 535.299 | 534.631 | 132350 | 47.2089 | 132486 | 120727 | 120029 | 120029 | 118349 | 118123 | 1443.79 | 0 | 0 | 257.088 | 0 | 117866 | 950 | 115880 | 115300.9531
6588 | 1989-10-02 11:00 | 809 | 902 | 79 | 21.7 | 5.7 | -9900 | 53.4225 | 176.691 | 33.2351 | 0 |  | 809 | 760.07 | 82.0311 | 0.30785 | 705.914 | 76.748 | 0.30785 | 699.036 | 73.4272 | 0 | 757.014 | 755.833 | 187114 | 56.8095 | 187807 | 163990 | 163267 | 163267 | 160981 | 160573 | 1471.68 | 0 | 0 | 472.521 | 0 | 160101 | 950 | 157324 | 156537.2969
6589 | 1989-10-02 12:00 | 825 | 948 | 78 | 22.2 | 5.2 | -9900 | 51.4235 | 201.145 | 34.7865 | 0 |  | 825 | 784.613 | 81.3595 | 0.31394 | 764.592 | 76.0943 | 0.31394 | 756.263 | 72.802 | 0 | 812.483 | 811.764 | 200959 | 60.7752 | 201763 | 174268 | 173500 | 173500 | 171069 | 170644 | 1519.85 | 0 | 0 | 558.686 | 0 | 170086 | 950 | 167095 | 166259.375
6590 | 1989-10-02 13:00 | 732 | 928 | 73 | 22.2 | 5.7 | -9900 | 44.8092 | 221.373 | 41.563 | 0 |  | 732 | 699.406 | 76.5559 | 0.27855 | 663.885 | 71.5768 | 0.27855 | 652.694 | 68.4802 | 0 | 706.751 | 706.801 | 174984 | 55.0318 | 175644 | 155215 | 153777 | 153777 | 149055 | 148725 | 1519.23 | 0 | 0 | -287.943 | 0 | 149013 | 950 | 146387 | 145654.9531
6591 | 1989-10-02 14:00 | 581 | 888 | 63 | 21.7 | 5.2 | -9900 | 35.2547 | 236.497 | 51.5407 | 0 |  | 581 | 557.809 | 66.5017 | 0.22109 | 429.84 | 62.1526 | 0.22109 | 416.425 | 59.4639 | 0 | 466.371 | 466.366 | 115459 | 43.8618 | 115409 | 105248 | 104558 | 104558 | 98316.6 | 98096.3 | 1429.69 | 0 | 0 | 117.107 | 0 | 97979.2 | 945.903 | 96250.1 | 95768.8906
6592 | 1989-10-02 15:00 | 337 | 538 | 114 | 20.6 | 4.1 | -9900 | 24.0701 | 247.988 | 63.1943 | 0 |  | 337 | 246.365 | 120.57 | 0.12824 | 161.198 | 112.606 | 0.12824 | 150.736 | 107.736 | 0 | 253.303 | 253.291 | 62715.1 | 33.2542 | 61739.9 | 59342.9 | 58754.8 | 58754.8 | 57429.6 | 57372.7 | 1460.29 | 0 | 0 | 70.1949 | 0 | 57302.5 | 942.65 | 56126.3 | 55845.7148
6593 | 1989-10-02 16:00 | 97 | 76 | 81 | 20 | 4.6 | -9900 | 12.0178 | 257.348 | 75.7057 | 0 |  | 97 | 18.9541 | 83.3444 | 0.036911 | 12.2801 | 77.8387 | 0.036911 | 10.2276 | 74.472 | 0 | 83.0057 | 82.9986 | 20548.4 | 24.0533 | 19126.6 | 19188.3 | 19083.8 | 19083.8 | 18816.7 | 18811.9 | 1535.27 | 0 | 0 | 7.3252 | 0 | 18804.6 | 950 | 18108.4 | 18017.8711
6594 | 1989-10-02 17:00 | 15 | 4 | 15 | 18.9 | 4.1 | -9900 | -0.46424 | 265.67 | 87.9368 | 0 |  | 15 | 0 | 13.6279 | 0.0057079 | 0 | 12.7086 | 0 | 0 | 12.1592 | 0 | 11.916 | 11.9117 | 2948.91 | 19.4951 | 1999.18 | 2030.93 | 2019.62 | 2019.62 | 1991.34 | 1991.29 | 1527.41 | 0 | 0 | 0.083572 | 0 | 1991.21 | 950 | 1891.35 | 1881.8948
6595 | 1989-10-02 18:00 | 0 | 0 | 0 | 18.9 | 3.6 | -9900
6596 | 1989-10-02 19:00 | 0 | 0 | 0 | 18.9 | 4.1 | -9900
6597 | 1989-10-02 20:00 | 0 | 0 | 0 | 18.9 | 4.6 | -9900
6598 | 1989-10-02 21:00 | 0 | 0 | 0 | 18.9 | 3.6 | -9900
6599 | 1989-10-02 22:00 | 0 | 0 | 0 | 18.3 | 3.1 | -9900
6600 | 1989-10-02 23:00 | 0 | 0 | 0 | 18.3 | 2.6 | -9900
6601 | 1989-10-03 | 0 | 0 | 0 | 18.3 | 4.6 | -9900
6602 | 1989-10-03 01:00 | 0 | 0 | 0 | 18.3 | 3.1 | -9900
6603 | 1989-10-03 02:00 | 0 | 0 | 0 | 18.3 | 4.1 | -9900
6604 | 1989-10-03 03:00 | 0 | 0 | 0 | 18.3 | 2.1 | -9900
6605 | 1989-10-03 04:00 | 0 | 0 | 0 | 18.3 | 2.6 | -9900
6606 | 1989-10-03 05:00 | 0 | 1 | 0 | 18.3 | 2.6 | -9900
6607 | 1989-10-03 06:00 | 60 | 31 | 55 | 17.8 | 3.6 | -9900 | 8.7003 | 100.626 | 82.1905 | 0 |  | 60 | 4.4853 | 55.5644 | 0.022832 | 4.2651 | 51.9457 | 0.022832 | 2.9082 | 49.6984 | 0 | 51.5545 | 51.5225 | 12754.7 | 20.4332 | 11409.8 | 11605.5 | 11555.5 | 11555.5 | 11393.8 | 11392 | 1553.16 | 0 | 0 | 2.8126 | 0 | 11389.2 | 950 | 10901.3 | 10846.8271
6608 | 1989-10-03 07:00 | 182 | 110 | 142 | 18.9 | 2.1 | -9900 | 20.867 | 109.658 | 69.4492 | 0 |  | 182 | 39.3668 | 141.39 | 0.069256 | 38.0924 | 132.398 | 0.069256 | 34.5795 | 126.668 | 0 | 158.023 | 157.964 | 39104.7 | 27.5436 | 37758.2 | 37377 | 37248.6 | 37248.6 | 36727.1 | 36709.4 | 1569.5 | 0 | 0 | 29.9653 | 0 | 36679.4 | 950 | 35801.2 | 35622.1641
6609 | 1989-10-03 08:00 | 368 | 138 | 294 | 19.4 | 3.1 | -9900 | 32.2893 | 120.503 | 57.3267 | 0 |  | 368 | 74.6851 | 299.424 | 0.14003 | 71.1778 | 280.169 | 0.14003 | 68.1615 | 268.046 | 0 | 329.483 | 329.249 | 81508.9 | 36.6147 | 80771.9 | 77244.9 | 77049.3 | 77049.3 | 75970.5 | 75894.5 | 1554.54 | 0 | 0 | 125.683 | 0 | 75768.8 | 950 | 74365.6 | 73993.7266
6610 | 1989-10-03 09:00 | 654 | 726 | 161 | 19.4 | 3.1 | -9900 | 42.3071 | 134.54 | 46.4204 | 0 |  | 654 | 504.324 | 165.671 | 0.24887 | 451.699 | 155.148 | 0.24887 | 441.668 | 148.434 | 0 | 578.3 | 577.683 | 142993 | 49.604 | 143279 | 129006 | 128599 | 128599 | 125118 | 124874 | 1481.47 | 0 | 0 | -1335.6 | 0 | 126209 | 950 | 124047 | 123426.8047
6611 | 1989-10-03 10:00 | 751 | 788 | 145 | 20.6 | 5.2 | -9900 | 49.7691 | 153.325 | 37.882 | 0 |  | 751 | 625.995 | 150.216 | 0.28578 | 552.803 | 140.609 | 0.28578 | 545.526 | 134.525 | 0 | 666.45 | 666.074 | 164885 | 52.252 | 165388 | 146799 | 146192 | 146192 | 143076 | 142737 | 1445.07 | 0 | 0 | -689.871 | 0 | 143427 | 950 | 140966 | 140260.7656
6612 | 1989-10-03 11:00 | 837 | 910 | 104 | 20.6 | 5.2 | -9900 | 53.04 | 176.852 | 33.6104 | 0 |  | 837 | 763.704 | 107.71 | 0.3185 | 709.292 | 100.773 | 0.3185 | 702.199 | 96.4128 | 0 | 782.639 | 780.859 | 193309 | 57.7066 | 194006 | 168731 | 168008 | 168008 | 165655 | 165225 | 1465.95 | 0 | 0 | 499.102 | 0 | 164726 | 950 | 161845 | 161035.6406
6613 | 1989-10-03 12:00 | 815 | 909 | 102 | 21.7 | 5.2 | -9900 | 51.0316 | 201.076 | 35.1771 | 0 |  | 815 | 749.444 | 106.116 | 0.31013 | 730.321 | 99.2492 | 0.31013 | 722.152 | 94.9551 | 0 | 800.765 | 800.14 | 198080 | 59.7228 | 198878 | 172605 | 171876 | 171876 | 169468 | 169060 | 1523.63 | 0 | 0 | 559.09 | 0 | 168501 | 950 | 165547 | 164718.7969
6614 | 1989-10-03 13:00 | 719 | 883 | 95 | 21.1 | 5.2 | -9900 | 44.4448 | 221.161 | 41.9219 | 0 |  | 719 | 662.829 | 99.3577 | 0.2736 | 625.922 | 92.8962 | 0.2736 | 615.139 | 88.8772 | 0 | 689.936 | 689.784 | 170770 | 53.8787 | 171390 | 152172 | 150751 | 150751 | 146872 | 146557 | 1525.21 | 0 | 0 | -160.148 | 0 | 146717 | 950 | 144141 | 143420.0781
6615 | 1989-10-03 14:00 | 568 | 839 | 83 | 21.1 | 5.2 | -9900 | 34.925 | 236.233 | 51.8597 | 0 |  | 568 | 522.873 | 87.3406 | 0.21614 | 402.914 | 81.6295 | 0.21614 | 390.108 | 78.0983 | 0 | 458.842 | 458.404 | 113488 | 42.8835 | 113383 | 104057 | 103390 | 103390 | 98099.2 | 97883.2 | 1423.04 | 0 | 0 | -167.31 | 0 | 98050.5 | 948.948 | 96320 | 95838.4062
6616 | 1989-10-03 15:00 | 342 | 670 | 68 | 20 | 5.2 | -9900 | 23.7682 | 247.71 | 63.4822 | 0 |  | 342 | 303.277 | 72.835 | 0.13014 | 198.317 | 68.0149 | 0.13014 | 185.211 | 65.0732 | 0 | 245.278 | 245.077 | 60679.5 | 31.6461 | 59738.6 | 57563.4 | 56919.1 | 56919.1 | 55172.7 | 55116 | 1473.05 | 0 | 0 | 69.7616 | 39.6818 | 55006.6 | 938.376 | 53920.4 | 53650.7852
6617 | 1989-10-03 16:00 | 114 | 322 | 46 | 19.4 | 5.2 | -9900 | 11.7342 | 257.069 | 75.9733 | 0 |  | 114 | 80.9613 | 50.1156 | 0.04338 | 52.2566 | 46.7288 | 0.04338 | 43.2905 | 44.7083 | 0 | 86.2389 | 86.2264 | 21350.3 | 23.4975 | 19965.5 | 20031.5 | 19670.5 | 19670.5 | 19320.8 | 19314.5 | 1459.29 | 0 | 0 | 6.8702 | 0 | 19307.6 | 946.425 | 18632.6 | 18539.4062
6618 | 1989-10-03 17:00 | 21 | 54 | 15 | 18.3 | 3.6 | -9900 | -0.73855 | 265.387 | 88.1048 | 0 |  | 21 | 2.2798 | 13.3305 | 0.0079911 | 0 | 12.4234 | 0 | 0 | 11.8863 | 0 | 11.6486 | 11.6444 | 2882.76 | 18.8951 | 1938.72 | 1972.35 | 1961.48 | 1961.48 | 1934.02 | 1933.97 | 1508.87 | 0 | 0 | 0.077559 | 0 | 1933.89 | 950 | 1836.82 | 1827.6339
6619 | 1989-10-03 18:00 | 0 | 0 | 0 | 18.3 | 3.1 | -9900
6620 | 1989-10-03 19:00 | 0 | 0 | 0 | 17.8 | 3.1 | -9900
6621 | 1989-10-03 20:00 | 0 | 0 | 0 | 17.8 | 2.6 | -9900
6622 | 1989-10-03 21:00 | 0 | 0 | 0 | 17.2 | 2.6 | -9900
6623 | 1989-10-03 22:00 | 0 | 0 | 0 | 17.2 | 3.1 | -9900
6624 | 1989-10-03 23:00 | 0 | 0 | 0 | 16.7 | 2.1 | -9900
6625 | 1989-10-04 | 0 | 0 | 0 | 16.1 | 2.1 | -9900
6626 | 1989-10-04 01:00 | 0 | 0 | 0 | 16.1 | 2.1 | -9900
6627 | 1989-10-04 02:00 | 0 | 0 | 0 | 14.4 | 0 | -9900
6628 | 1989-10-04 03:00 | 0 | 0 | 0 | 15 | 2.1 | -9900
6629 | 1989-10-04 04:00 | 0 | 0 | 0 | 15 | 2.6 | -9900
6630 | 1989-10-04 05:00 | 11 | 37 | 5 | 14.4 | 1.5 | -9900 | -3.9633 | 92.7734 | 90 | 0 |  | 11 | 0 | 3.7009 | 0.0041858 | 0 | 3.4612 | 0 | 0 | 3.3115 | 0 | 3.2452 | 3.2437 | 803.009 | 14.5824 | 213.362 | 212.034 | 211.845 | 211.845 | 208.879 | 208.878 | 1398.79 | 0 | 0 | 0.00081085 | 0 | 208.877 | 950 | 198.118 | 197.1275
6631 | 1989-10-04 06:00 | 107 | 503 | 29 | 16.1 | 2.1 | -9900 | 8.5478 | 100.993 | 82.3183 | 0 |  | 107 | 70.0503 | 28.7333 | 0.040717 | 66.4455 | 27.0074 | 0.040717 | 44.9948 | 25.8377 | 0 | 69.4158 | 69.4223 | 17182.7 | 19.8987 | 15834.7 | 16083 | 15841.1 | 15841.1 | 15619.4 | 15614.1 | 1432.72 | 0 | 0 | 5.6963 | 0 | 15608.4 | 950 | 15026.2 | 14951.0723
6632 | 1989-10-04 07:00 | 319 | 758 | 47 | 17.8 | 2.6 | -9900 | 20.693 | 110.036 | 69.5972 | 0 |  | 319 | 267.986 | 48.042 | 0.12139 | 259.207 | 45.0235 | 0.12139 | 235.05 | 43.0746 | 0 | 272.562 | 272.278 | 67397.5 | 32.3636 | 66452.1 | 64449 | 63996.3 | 63996.3 | 63100.4 | 63041.8 | 1509.73 | 0 | 0 | 86.5905 | 0 | 62955.2 | 950 | 61671.2 | 61362.8945
6633 | 1989-10-04 08:00 | 522 | 856 | 62 | 20 | 3.6 | -9900 | 32.0793 | 120.896 | 57.5095 | 0 |  | 522 | 464.647 | 63.7599 | 0.19864 | 442.431 | 59.7156 | 0.19864 | 423.482 | 57.1312 | 0 | 471 | 470.442 | 116460 | 44.0437 | 116359 | 107682 | 107241 | 107241 | 105740 | 105576 | 1501.23 | 0 | 0 | 238.498 | 0 | 105337 | 950 | 103583 | 103065.1641
6634 | 1989-10-04 09:00 | 691 | 914 | 73 | 21.1 | 5.7 | -9900 | 42.0441 | 134.934 | 46.6571 | 0 |  | 691 | 632.647 | 75.322 | 0.26295 | 565.794 | 70.5169 | 0.26295 | 553.056 | 67.4653 | 0 | 608.111 | 607.882 | 150469 | 49.3369 | 150863 | 135682 | 135242 | 135242 | 128343 | 128069 | 1471.76 | 0 | 0 | -1521 | 0 | 129590 | 950 | 127302 | 126665.2266
6635 | 1989-10-04 10:00 | 795 | 933 | 80 | 21.1 | 6.7 | -9900 | 49.4404 | 153.658 | 38.1912 | 0 |  | 795 | 739.084 | 82.7922 | 0.30252 | 652.682 | 77.4853 | 0.30252 | 643.917 | 74.1323 | 0 | 703.689 | 703.042 | 174033 | 52.3046 | 174599 | 154630 | 153950 | 153950 | 147585 | 147215 | 1445.48 | 0 | 0 | -3779.4 | 0 | 150995 | 950 | 148376 | 147634.2656
6636 | 1989-10-04 11:00 | 803 | 845 | 126 | 21.7 | 6.7 | -9900 | 52.6581 | 177.007 | 33.9855 | 0 |  | 803 | 705.832 | 130.198 | 0.30557 | 655.547 | 121.812 | 0.30557 | 648.819 | 116.541 | 0 | 750.053 | 748.855 | 185388 | 54.938 | 186068 | 164049 | 163365 | 163365 | 161078 | 160672 | 1462 | 0 | 0 | 472.985 | 0 | 160199 | 950 | 157420 | 156632.6562
6637 | 1989-10-04 12:00 | 747 | 788 | 132 | 21.7 | 6.7 | -9900 | 50.6409 | 201.006 | 35.5665 | 0 |  | 747 | 646.906 | 138.568 | 0.28426 | 630.4 | 129.603 | 0.28426 | 623.162 | 123.995 | 0 | 732.214 | 731.628 | 181120 | 54.1734 | 181847 | 161782 | 161093 | 161093 | 158838 | 158477 | 1530.14 | 0 | 0 | 493.821 | 0 | 157983 | 950 | 155264 | 154487.8906
6638 | 1989-10-04 13:00 | 679 | 865 | 72 | 22.2 | 6.2 | -9900 | 44.0815 | 220.952 | 42.2797 | 0 |  | 679 | 645.33 | 75.574 | 0.25838 | 605.028 | 70.659 | 0.25838 | 594.379 | 67.6021 | 0 | 648.741 | 648.474 | 160541 | 51.6449 | 161066 | 144295 | 142725 | 142725 | 138909 | 138615 | 1514.53 | 0 | 0 | 329.375 | 0 | 138286 | 950 | 135890 | 135210.2344
6639 | 1989-10-04 14:00 | 520 | 784 | 70 | 21.7 | 6.7 | -9900 | 34.5963 | 235.97 | 52.1777 | 0 |  | 520 | 485.703 | 73.8594 | 0.19788 | 376.174 | 69.0293 | 0.19788 | 364.005 | 66.0432 | 0 | 421.448 | 421.149 | 104259 | 40.3927 | 104022 | 96650.1 | 95927.9 | 95927.9 | 91330 | 91140.4 | 1412.51 | 0 | 0 | -412.237 | 0 | 91552.6 | 948.263 | 89933.7 | 89484.0469
6640 | 1989-10-04 15:00 | 340 | 722 | 48 | 20.6 | 6.7 | -9900 | 23.4675 | 247.434 | 63.7691 | 0 |  | 340 | 323.819 | 51.1879 | 0.12938 | 211.047 | 47.8142 | 0.12938 | 196.838 | 45.746 | 0 | 237.732 | 237.979 | 58924.2 | 31.1627 | 58007 | 55935.9 | 55233.9 | 55233.9 | 53345.2 | 53290 | 1497.59 | 0 | 0 | 69.154 | 228.464 | 52992.4 | 941.631 | 51958.3 | 51698.4648
6641 | 1989-10-04 16:00 | 152 | 579 | 33 | 20 | 5.2 | -9900 | 11.4521 | 256.789 | 76.2395 | 0 |  | 152 | 142.425 | 36.3123 | 0.057841 | 91.0807 | 33.8546 | 0.057841 | 75.0488 | 32.3909 | 0 | 105.291 | 105.249 | 26062.8 | 25.0015 | 24737.6 | 24598.8 | 24080.7 | 24080.7 | 23422.4 | 23411.9 | 1431.61 | 0 | 0 | 10.4492 | 0 | 23401.5 | 943.821 | 22715.7 | 22602.0918
6642 | 1989-10-04 17:00 | 27 | 109 | 13 | 18.9 | 4.1 | -9900 | -1.0111 | 265.104 | 88.2717 | 0 |  | 27 | 4.8514 | 12.8645 | 0.010274 | 0 | 12.0268 | 0 | 0 | 11.5065 | 0 | 11.2764 | 11.2712 | 2790.33 | 19.4631 | 1854.58 | 1883.19 | 1872.69 | 1872.69 | 1846.48 | 1846.43 | 1521.53 | 0 | 0 | 0.071375 | 0 | 1846.36 | 950 | 1753.59 | 1744.8199
6643 | 1989-10-04 18:00 | 0 | 0 | 0 | 18.9 | 3.6 | -9900
6644 | 1989-10-04 19:00 | 0 | 0 | 0 | 18.9 | 2.6 | -9900
6645 | 1989-10-04 20:00 | 0 | 0 | 0 | 18.3 | 2.6 | -9900
6646 | 1989-10-04 21:00 | 0 | 0 | 0 | 18.3 | 2.6 | -9900
6647 | 1989-10-04 22:00 | 0 | 0 | 0 | 17.8 | 2.1 | -9900
6648 | 1989-10-04 23:00 | 0 | 0 | 0 | 17.8 | 2.1 | -9900
6649 | 1989-10-05 | 0 | 0 | 0 | 17.2 | 0 | -9900
6650 | 1989-10-05 01:00 | 0 | 0 | 0 | 17.2 | 2.6 | -9900
6651 | 1989-10-05 02:00 | 0 | 0 | 0 | 16.7 | 2.6 | -9900
6652 | 1989-10-05 03:00 | 0 | 0 | 0 | 16.7 | 2.6 | -9900
6653 | 1989-10-05 04:00 | 0 | 0 | 0 | 16.7 | 1.5 | -9900
6654 | 1989-10-05 05:00 | 4 | 1 | 4 | 17.2 | 0 | -9900 | -4.1071 | 93.1393 | 90 | 0 |  | 4 | 0 | 4.1348 | 0.0015221 | 0 | 3.8671 | 0 | 0 | 3.6997 | 0 | 3.6258 | 3.6238 | 897.116 | 17.4182 | 265.862 | 264.665 | 263.903 | 263.903 | 260.209 | 260.208 | 1417.64 | 0 | 0 | 0.0012879 | 0 | 260.206 | 950 | 246.813 | 245.5792
6655 | 1989-10-05 06:00 | 76 | 115 | 58 | 18.3 | 2.6 | -9900 | 8.3941 | 101.358 | 82.4474 | 0 |  | 76 | 16.1842 | 56.98 | 0.02892 | 15.1939 | 53.456 | 0.02892 | 10.2274 | 51.1417 | 0 | 60.1417 | 60.1286 | 14884.6 | 21.5162 | 13515 | 13684.8 | 13606 | 13606 | 13415.5 | 13412.8 | 1520.04 | 0 | 0 | 3.9908 | 0 | 13408.8 | 950 | 12861.6 | 12797.2656
6656 | 1989-10-05 07:00 | 277 | 537 | 86 | 19.4 | 3.1 | -9900 | 20.5174 | 110.411 | 69.7469 | 0 |  | 277 | 188.388 | 86.9907 | 0.10541 | 182.105 | 81.5625 | 0.10541 | 164.952 | 78.0317 | 0 | 238.125 | 237.837 | 58873.9 | 31.8353 | 57788.6 | 56210.4 | 55885.6 | 55885.6 | 55103 | 55059.2 | 1518.03 | 0 | 0 | 66.2589 | 0 | 54992.9 | 950 | 53795 | 53526.0391
6657 | 1989-10-05 08:00 | 493 | 730 | 104 | 20.6 | 4.1 | -9900 | 31.8675 | 121.286 | 57.6943 | 0 |  | 493 | 393.261 | 106.577 | 0.1876 | 374.123 | 99.8681 | 0.1876 | 357.926 | 95.5455 | 0 | 444.402 | 443.656 | 109828 | 42.7647 | 109604 | 102034 | 101621 | 101621 | 100198 | 100050 | 1490.72 | 0 | 0 | 211.437 | 0 | 99838.8 | 950 | 98182.3 | 97691.3516
6658 | 1989-10-05 09:00 | 654 | 791 | 122 | 21.7 | 4.6 | -9900 | 41.7795 | 135.323 | 46.8958 | 0 |  | 654 | 545.001 | 125.899 | 0.24887 | 486.444 | 117.896 | 0.24887 | 475.341 | 112.794 | 0 | 576.372 | 575.774 | 142522 | 49.8182 | 142807 | 128356 | 127953 | 127953 | 123390 | 123144 | 1468.94 | 0 | 0 | -1776.84 | 0 | 124921 | 950 | 122757 | 122143.2266
6659 | 1989-10-05 10:00 | 719 | 766 | 135 | 21.7 | 5.2 | -9900 | 49.1111 | 153.984 | 38.5015 | 0 |  | 719 | 604.077 | 140.141 | 0.2736 | 533.468 | 131.182 | 0.2736 | 526.159 | 125.505 | 0 | 638.631 | 637.807 | 157887 | 52.0088 | 158337 | 140776 | 140182 | 140182 | 137088 | 136771 | 1432.01 | 0 | 0 | -787.674 | 0 | 137559 | 950 | 135209 | 134532.9688
6660 | 1989-10-05 11:00 | 793 | 756 | 190 | 21.7 | 5.2 | -9900 | 52.2768 | 177.157 | 34.3602 | 0 |  | 793 | 629.105 | 198.164 | 0.30176 | 584.29 | 185.425 | 0.30176 | 578.137 | 177.401 | 0 | 740.427 | 739.346 | 183033 | 56.8339 | 183701 | 160747 | 160102 | 160102 | 157860 | 157481 | 1469.32 | 0 | 0 | 462.407 | 0 | 157019 | 950 | 154311 | 153539.3438
6661 | 1989-10-05 12:00 | 655 | 523 | 249 | 21.7 | 5.2 | -9900 | 50.2515 | 200.935 | 35.9547 | 0 |  | 655 | 427.377 | 258.271 | 0.24925 | 416.473 | 241.559 | 0.24925 | 411.566 | 231.108 | 0 | 629.82 | 629.327 | 155797 | 51.6058 | 156275 | 140678 | 140138 | 140138 | 138176 | 137917 | 1541.57 | 0 | 0 | 390.377 | 0 | 137527 | 950 | 135234 | 134557.4844
6662 | 1989-10-05 13:00 | 625 | 524 | 260 | 21.7 | 5.2 | -9900 | 43.7195 | 220.743 | 42.6364 | 0 |  | 625 | 388.387 | 269.893 | 0.23783 | 361.874 | 252.336 | 0.23783 | 355.367 | 241.42 | 0 | 584.85 | 584.286 | 144649 | 49.4654 | 144968 | 131499 | 130657 | 130657 | 128547 | 128310 | 1520.92 | 0 | 0 | 142.211 | 0 | 128168 | 950 | 125994 | 125363.9375
6663 | 1989-10-05 14:00 | 443 | 421 | 203 | 21.7 | 4.6 | -9900 | 34.2689 | 235.709 | 52.4947 | 0 |  | 443 | 259.346 | 211.488 | 0.16858 | 201.242 | 197.651 | 0.16858 | 194.614 | 189.101 | 0 | 376.041 | 375.955 | 93073.2 | 40.0599 | 92555.2 | 86928.4 | 86527.8 | 86527.8 | 85279 | 85134.5 | 1419 | 0 | 0 | 77.175 | 0 | 85057.4 | 950 | 83603.8 | 83185.7656
6664 | 1989-10-05 15:00 | 293 | 356 | 150 | 21.1 | 4.1 | -9900 | 23.1681 | 247.159 | 64.0547 | 0 |  | 293 | 158.892 | 155.049 | 0.11149 | 103.411 | 144.866 | 0.11149 | 96.3198 | 138.6 | 0 | 230.221 | 230.181 | 56989.9 | 32.5997 | 55892.2 | 54086.5 | 53758.2 | 53758.2 | 52987.7 | 52943.2 | 1460.6 | 0 | 0 | 55.0816 | 0 | 52888.2 | 950 | 51732.5 | 51473.8516
6665 | 1989-10-05 16:00 | 81 | 82 | 64 | 20 | 4.1 | -9900 | 11.1715 | 256.511 | 76.5042 | 0 |  | 81 | 20.4571 | 65.7442 | 0.030823 | 13.0632 | 61.4089 | 0.030823 | 10.7026 | 58.7527 | 0 | 68.0662 | 68.0345 | 16844 | 23.3989 | 15448 | 15535.8 | 15444.8 | 15444.8 | 15228.5 | 15225.4 | 1543.47 | 0 | 0 | 4.7448 | 0 | 15220.7 | 950 | 14615.9 | 14542.8545
6666 | 1989-10-05 17:00 | 6 | 1 | 6 | 20 | 3.6 | -9900 | -1.2818 | 264.82 | 88.4375 | 0 |  | 6 | 0 | 5.9745 | 0.0022832 | 0 | 5.5882 | 0 | 0 | 5.3465 | 0 | 5.2395 | 5.2366 | 1296.39 | 20.2676 | 546.344 | 546.293 | 540.509 | 540.509 | 532.942 | 532.938 | 1457.79 | 0 | 0 | 0.0055795 | 0 | 532.932 | 950 | 505.616 | 503.0875
6667 | 1989-10-05 18:00 | 0 | 0 | 0 | 20 | 3.1 | -9900
6668 | 1989-10-05 19:00 | 0 | 0 | 0 | 20 | 3.1 | -9900
6669 | 1989-10-05 20:00 | 0 | 0 | 0 | 20 | 2.6 | -9900
6670 | 1989-10-05 21:00 | 0 | 0 | 0 | 20 | 3.1 | -9900
6671 | 1989-10-05 22:00 | 0 | 0 | 0 | 20 | 2.1 | -9900
6672 | 1989-10-05 23:00 | 0 | 0 | 0 | 20 | 2.6 | -9900
6673 | 1989-10-06 | 0 | 0 | 0 | 20 | 3.1 | -9900
6674 | 1989-10-06 01:00 | 0 | 0 | 0 | 20 | 2.1 | -9900
6675 | 1989-10-06 02:00 | 0 | 0 | 0 | 20 | 2.6 | -9900
6676 | 1989-10-06 03:00 | 0 | 0 | 0 | 20 | 2.6 | -9900
6677 | 1989-10-06 04:00 | 0 | 0 | 0 | 20 | 2.6 | -9900
6678 | 1989-10-06 05:00 | 0 | 0 | 0 | 20 | 3.1 | -9900
6679 | 1989-10-06 06:00 | 38 | 8 | 37 | 20 | 3.1 | -9900 | 8.2393 | 101.721 | 82.5777 | 0 |  | 38 | 0.90018 | 36.6428 | 0.01446 | 0.83156 | 34.275 | 0.01446 | 0.55746 | 32.792 | 0 | 32.6825 | 32.6762 | 8089.45 | 21.7085 | 6864.04 | 6947.52 | 6914.9 | 6914.9 | 6818.09 | 6817.48 | 1551.02 | 0 | 0 | 1.0095 | 0 | 6816.47 | 950 | 6500.3 | 6467.8022
6680 | 1989-10-06 07:00 | 134 | 6 | 132 | 20.6 | 2.6 | -9900 | 20.3403 | 110.783 | 69.8982 | 0 |  | 134 | 1.9748 | 130.868 | 0.050991 | 1.9074 | 122.454 | 0.050991 | 1.7258 | 117.155 | 0 | 116.503 | 116.441 | 28826.3 | 26.8282 | 27404 | 27208.4 | 27124.8 | 27124.8 | 26745 | 26735.7 | 1569.21 | 0 | 0 | 15.7174 | 0 | 26720 | 950 | 25891.4 | 25761.9785
6681 | 1989-10-06 08:00 | 195 | 0 | 195 | 20.6 | 3.6 | -9900 | 31.654 | 121.671 | 57.8811 | 0 |  | 195 | 0 | 193.793 | 0.074203 | 0 | 181.303 | 0.074203 | 0 | 173.459 | 0 | 169.99 | 169.952 | 42074.1 | 29.2861 | 40754.9 | 40088.3 | 39987.9 | 39987.9 | 39428 | 39407.8 | 1560.73 | 0 | 0 | 33.8583 | 0 | 39373.9 | 950 | 38461 | 38268.6953
6682 | 1989-10-06 09:00 | 480 | 286 | 289 | 21.7 | 5.2 | -9900 | 41.5134 | 135.706 | 47.1363 | 0 |  | 480 | 195.809 | 292.638 | 0.18265 | 174.424 | 273.936 | 0.18265 | 170.387 | 262.082 | 0 | 423.82 | 423.819 | 104916 | 41.84 | 104592 | 97822.3 | 97558.6 | 97558.6 | 96192.7 | 96055.6 | 1488.6 | 0 | 0 | 191.236 | 0 | 95864.4 | 949.999 | 94266.5 | 93795.1328
6683 | 1989-10-06 10:00 | 776 | 851 | 130 | 22.8 | 5.7 | -9900 | 48.7812 | 154.303 | 38.8129 | 0 |  | 776 | 668.659 | 135.091 | 0.29529 | 590.512 | 126.456 | 0.29529 | 582.26 | 120.984 | 0 | 689.179 | 688.564 | 170447 | 54.7847 | 170985 | 150013 | 149382 | 149382 | 145517 | 145158 | 1434.02 | 0 | 0 | -1380.83 | 0 | 146539 | 950 | 144014 | 143293.625
6684 | 1989-10-06 11:00 | 812 | 879 | 116 | 22.8 | 6.2 | -9900 | 51.8963 | 177.301 | 34.7343 | 0 |  | 812 | 726.625 | 120.087 | 0.30899 | 672.837 | 112.353 | 0.30899 | 665.57 | 107.492 | 0 | 757.601 | 756.113 | 187174 | 57.1324 | 187853 | 163898 | 163220 | 163220 | 160935 | 160532 | 1468.46 | 0 | 0 | 473.488 | 0 | 160059 | 950 | 157283 | 156496.2812
6685 | 1989-10-06 12:00 | 793 | 889 | 108 | 22.8 | 5.7 | -9900 | 49.8635 | 200.864 | 36.3414 | 0 |  | 793 | 721.601 | 112.389 | 0.30176 | 703.19 | 105.116 | 0.30176 | 694.69 | 100.568 | 0 | 779.353 | 778.66 | 192763 | 58.9698 | 193549 | 168584 | 167858 | 167858 | 165508 | 165112 | 1523.73 | 0 | 0 | 529.522 | 0 | 164582 | 950 | 161717 | 160908.3281
6686 | 1989-10-06 13:00 | 554 | 490 | 214 | 22.8 | 5.2 | -9900 | 43.3588 | 220.536 | 42.9918 | 0 |  | 554 | 362.104 | 222.876 | 0.21081 | 335.268 | 208.375 | 0.21081 | 329.109 | 199.36 | 0 | 517.901 | 517.708 | 128166 | 47.4016 | 128237 | 117272 | 116489 | 116489 | 114641 | 114453 | 1525.32 | 0 | 0 | 189.249 | 0 | 114264 | 950 | 112372 | 111810.5781
6687 | 1989-10-06 14:00 | 460 | 472 | 193 | 22.2 | 5.2 | -9900 | 33.9428 | 235.449 | 52.8105 | 0 |  | 460 | 288.865 | 201.295 | 0.17504 | 224.004 | 188.124 | 0.17504 | 216.492 | 179.986 | 0 | 388.548 | 388.418 | 96157.5 | 40.6577 | 95696.8 | 89594.9 | 89137.7 | 89137.7 | 87779 | 87622.6 | 1411.52 | 0 | 0 | 12.7817 | 0 | 87609.8 | 949.999 | 86113.9 | 85683.3672
6688 | 1989-10-06 15:00 | 281 | 325 | 153 | 21.7 | 4.1 | -9900 | 22.8703 | 246.885 | 64.339 | 0 |  | 281 | 142.507 | 158.227 | 0.10693 | 92.5073 | 147.833 | 0.10693 | 86.0457 | 141.439 | 0 | 222.935 | 222.972 | 55207 | 32.8395 | 54079.6 | 52309.9 | 52071 | 52071 | 51335.5 | 51295.2 | 1490.8 | 0 | 0 | 53.3917 | 0 | 51241.8 | 950 | 50103.2 | 49852.6719
6689 | 1989-10-06 16:00 | 65 | 40 | 57 | 20.6 | 5.2 | -9900 | 10.8927 | 256.232 | 76.7673 | 0 |  | 65 | 9.6813 | 56.7032 | 0.024734 | 6.1579 | 53.0563 | 0.024734 | 5.0147 | 50.7606 | 0 | 54.6598 | 54.6588 | 13531.9 | 23.1974 | 12175.9 | 12257.1 | 12197.9 | 12197.9 | 12027.2 | 12025.2 | 1529.51 | 0 | 0 | 3.0044 | 0 | 12022.2 | 950 | 11513.9 | 11456.3467
6690 | 1989-10-06 17:00 | 6 | 0 | 6 | 20.6 | 4.6 | -9900 | -1.5504 | 264.537 | 88.5892 | 0 |  | 6 | 0 | 5.9772 | 0.0022832 | 0 | 5.5908 | 0 | 0 | 5.3489 | 0 | 5.2419 | 5.2399 | 1297.21 | 20.8559 | 547.088 | 547.086 | 541.331 | 541.331 | 533.752 | 533.748 | 1453.85 | 0 | 0 | 0.0056112 | 0 | 533.742 | 950 | 506.385 | 503.8527
6691 | 1989-10-06 18:00 | 0 | 0 | 0 | 21.1 | 4.1 | -9900
6692 | 1989-10-06 19:00 | 0 | 0 | 0 | 20 | 4.1 | -9900
6693 | 1989-10-06 20:00 | 0 | 0 | 0 | 19.4 | 3.6 | -9900
6694 | 1989-10-06 21:00 | 0 | 0 | 0 | 19.4 | 3.6 | -9900
6695 | 1989-10-06 22:00 | 0 | 0 | 0 | 19.4 | 2.6 | -9900
6696 | 1989-10-06 23:00 | 0 | 0 | 0 | 19.4 | 3.1 | -9900
6697 | 1989-10-07 | 0 | 0 | 0 | 18.9 | 3.1 | -9900
6698 | 1989-10-07 01:00 | 0 | 0 | 0 | 18.3 | 2.6 | -9900
6699 | 1989-10-07 02:00 | 0 | 0 | 0 | 18.3 | 2.1 | -9900
6700 | 1989-10-07 03:00 | 0 | 0 | 0 | 17.8 | 3.1 | -9900
6701 | 1989-10-07 04:00 | 0 | 0 | 0 | 17.8 | 1.5 | -9900
6702 | 1989-10-07 05:00 | 4 | 1 | 4 | 17.2 | 2.6 | -9900 | -4.3968 | 93.8663 | 90 | 0 |  | 4 | 0 | 4.1363 | 0.0015221 | 0 | 3.8685 | 0 | 0 | 3.7011 | 0 | 3.6271 | 3.6258 | 897.608 | 17.3939 | 266.25 | 265.046 | 264.274 | 264.274 | 260.574 | 260.573 | 1410.75 | 0 | 0 | 0.0012921 | 0 | 260.572 | 950 | 247.16 | 245.9243
6703 | 1989-10-07 06:00 | 75 | 174 | 50 | 18.3 | 2.6 | -9900 | 8.0834 | 102.082 | 82.7093 | 0 |  | 75 | 22.5313 | 49.1967 | 0.02854 | 20.4292 | 46.1544 | 0.02854 | 13.6549 | 44.1562 | 0 | 56.6549 | 56.6045 | 14012 | 21.3277 | 12660.2 | 12824.5 | 12729.8 | 12729.8 | 12551.6 | 12549.1 | 1517.46 | 0 | 0 | 3.551 | 0 | 12545.6 | 950 | 12027.5 | 11967.3369
6704 | 1989-10-07 07:00 | 265 | 482 | 97 | 20 | 3.6 | -9900 | 20.1618 | 111.152 | 70.0512 | 0 |  | 265 | 166.072 | 97.6151 | 0.10084 | 160.373 | 91.495 | 0.10084 | 144.934 | 87.5346 | 0 | 227.819 | 227.645 | 56350.7 | 31.6346 | 55227 | 53768 | 53458.6 | 53458.6 | 52710.2 | 52670.5 | 1523.83 | 0 | 0 | 60.5541 | 0 | 52610 | 950 | 51450.3 | 51193.0938
6705 | 1989-10-07 08:00 | 469 | 634 | 134 | 21.1 | 4.6 | -9900 | 31.4389 | 122.052 | 58.0698 | 0 |  | 469 | 339.246 | 136.921 | 0.17847 | 322.087 | 128.28 | 0.17847 | 307.834 | 122.728 | 0 | 421.951 | 421.576 | 104363 | 41.6878 | 104039 | 97309.7 | 96910.6 | 96910.6 | 95553.4 | 95422.2 | 1511.91 | 0 | 0 | 195.636 | 0 | 95226.5 | 950 | 93650.8 | 93182.5
6706 | 1989-10-07 09:00 | 637 | 718 | 160 | 21.7 | 5.2 | -9900 | 41.246 | 136.084 | 47.3787 | 0 |  | 637 | 489.366 | 164.857 | 0.2424 | 433.735 | 154.388 | 0.2424 | 423.561 | 147.706 | 0 | 559.843 | 559.258 | 138434 | 48.276 | 138657 | 125618 | 124951 | 124951 | 121232 | 120995 | 1464.7 | 0 | 0 | -1030.47 | 0 | 122025 | 950 | 119916 | 119316.7578
6707 | 1989-10-07 10:00 | 748 | 760 | 175 | 22.2 | 5.7 | -9900 | 48.4509 | 154.615 | 39.1252 | 0 |  | 748 | 593.501 | 181.649 | 0.28464 | 522.516 | 170.045 | 0.28464 | 515.071 | 162.687 | 0 | 664.202 | 663.332 | 164210 | 53.0127 | 164704 | 145879 | 145283 | 145283 | 142853 | 142517 | 1443.52 | 0 | 0 | -22.0374 | 0 | 142539 | 950 | 140098 | 139397.75
6708 | 1989-10-07 11:00 | 789 | 771 | 181 | 22.2 | 6.2 | -9900 | 51.5167 | 177.441 | 35.1078 | 0 |  | 789 | 635.187 | 189.067 | 0.30024 | 588.172 | 176.914 | 0.30024 | 581.656 | 169.259 | 0 | 735.897 | 734.839 | 181910 | 55.5665 | 182570 | 160641 | 160028 | 160028 | 157787 | 157413 | 1482.12 | 0 | 0 | 466.431 | 0 | 156946 | 950 | 154240 | 153468.6406
6709 | 1989-10-07 12:00 | 763 | 765 | 177 | 22.2 | 6.7 | -9900 | 49.4771 | 200.791 | 36.7267 | 0 |  | 763 | 617.771 | 185.833 | 0.29035 | 602.009 | 173.811 | 0.29035 | 594.546 | 166.291 | 0 | 745.62 | 745.055 | 184443 | 55.2694 | 185189 | 164027 | 163356 | 163356 | 161068 | 160712 | 1536.55 | 0 | 0 | 518.937 | 0 | 160194 | 950 | 157426 | 156638.3906
6710 | 1989-10-07 13:00 | 666 | 730 | 164 | 21.7 | 6.2 | -9900 | 42.9997 | 220.33 | 43.3458 | 0 |  | 666 | 535.111 | 172.832 | 0.25343 | 491.55 | 161.578 | 0.25343 | 482.326 | 154.588 | 0 | 624.176 | 623.721 | 154404 | 50.021 | 154841 | 139727 | 138640 | 138640 | 136259 | 135990 | 1524.92 | 0 | 0 | 352.281 | 0 | 135638 | 950 | 133299 | 132632.75
6711 | 1989-10-07 14:00 | 510 | 660 | 140 | 21.7 | 6.2 | -9900 | 33.6183 | 235.191 | 53.1249 | 0 |  | 510 | 400.781 | 148.023 | 0.19407 | 311.182 | 138.32 | 0.19407 | 300.558 | 132.337 | 0 | 424.237 | 423.777 | 104913 | 40.9422 | 104624 | 97464.7 | 96946.6 | 96946.6 | 94836.8 | 94647.3 | 1398.63 | 0 | 0 | -193.08 | 0 | 94840.3 | 950 | 93208.6 | 92742.5625
6712 | 1989-10-07 15:00 | 288 | 427 | 122 | 21.1 | 5.2 | -9900 | 22.574 | 246.611 | 64.6218 | 0 |  | 288 | 185.186 | 128.167 | 0.10959 | 119.339 | 119.714 | 0.10959 | 110.84 | 114.536 | 0 | 220.869 | 220.807 | 54671.9 | 31.5928 | 53558.9 | 51959 | 51745.4 | 51745.4 | 50914.9 | 50873.5 | 1488.17 | 0 | 0 | 55.3747 | 0 | 50818.2 | 948.465 | 49690.6 | 49442.1641
6713 | 1989-10-07 16:00 | 95 | 159 | 65 | 19.4 | 4.6 | -9900 | 10.6157 | 255.954 | 77.0287 | 0 |  | 95 | 36.5184 | 68.1035 | 0.03615 | 23.0898 | 63.5717 | 0.03615 | 18.6855 | 60.8223 | 0 | 77.9177 | 77.9162 | 19291.5 | 23.2051 | 17883.4 | 17992.2 | 17853.5 | 17853.5 | 17603.5 | 17599 | 1507.38 | 0 | 0 | 5.9648 | 0 | 17593 | 950 | 16931.6 | 16846.916
6714 | 1989-10-07 17:00 | 11 | 5 | 10 | 18.9 | 3.1 | -9900 | -1.817 | 264.254 | 88.7353 | 0 |  | 11 | 0.25362 | 10.3562 | 0.0041858 | 0 | 9.6901 | 0 | 0 | 9.2708 | 0 | 9.0854 | 9.0832 | 2248.67 | 19.3749 | 1365.64 | 1383.08 | 1374.51 | 1374.51 | 1355.27 | 1355.25 | 1487.85 | 0 | 0 | 0.037406 | 0 | 1355.21 | 950 | 1286.61 | 1280.1787
6715 | 1989-10-07 18:00 | 0 | 0 | 0 | 18.9 | 3.1 | -9900
6716 | 1989-10-07 19:00 | 0 | 0 | 0 | 18.9 | 2.6 | -9900
6717 | 1989-10-07 20:00 | 0 | 0 | 0 | 18.3 | 2.6 | -9900
6718 | 1989-10-07 21:00 | 0 | 0 | 0 | 17.8 | 2.6 | -9900
6719 | 1989-10-07 22:00 | 0 | 0 | 0 | 18.3 | 3.1 | -9900
6720 | 1989-10-07 23:00 | 0 | 0 | 0 | 18.3 | 2.6 | -9900
6721 | 1989-10-08 | 0 | 0 | 0 | 17.8 | 2.6 | -9900
6722 | 1989-10-08 01:00 | 0 | 0 | 0 | 17.2 | 2.1 | -9900
6723 | 1989-10-08 02:00 | 0 | 0 | 0 | 17.2 | 2.6 | -9900
6724 | 1989-10-08 03:00 | 0 | 0 | 0 | 16.7 | 2.1 | -9900
6725 | 1989-10-08 04:00 | 0 | 0 | 0 | 17.2 | 3.1 | -9900
6726 | 1989-10-08 05:00 | 0 | 0 | 0 | 17.2 | 2.1 | -9900
6727 | 1989-10-08 06:00 | 24 | 2 | 23 | 16.7 | 2.6 | -9900 | 7.9263 | 102.44 | 82.8421 | 0 |  | 24 | 0.90234 | 23.2617 | 0.0091327 | 0.808 | 21.7118 | 0.0091327 | 0.53736 | 20.7728 | 0 | 20.884 | 20.8797 | 5169 | 17.8168 | 4069.93 | 4172.29 | 4142.2 | 4142.2 | 4084.21 | 4083.99 | 1534.24 | 0 | 0 | 0.35425 | 0 | 4083.64 | 950 | 3885.46 | 3866.0337
6728 | 1989-10-08 07:00 | 253 | 410 | 111 | 18.3 | 2.6 | -9900 | 19.9818 | 111.518 | 70.2059 | 0 |  | 253 | 140.529 | 111.621 | 0.096274 | 135.653 | 104.616 | 0.096274 | 122.447 | 100.088 | 0 | 218.084 | 217.856 | 53928.8 | 29.9526 | 52768.4 | 51712.6 | 51437.5 | 51437.5 | 50717.4 | 50681.3 | 1531.97 | 0 | 0 | 57.1234 | 0 | 50624.1 | 950 | 49496.7 | 49249.2344
6729 | 1989-10-08 08:00 | 492 | 767 | 90 | 20.6 | 2.1 | -9900 | 31.2222 | 122.428 | 58.2603 | 0 |  | 492 | 407.445 | 92.5209 | 0.18722 | 386.402 | 86.6855 | 0.18722 | 369.113 | 82.9335 | 0 | 443.005 | 442.516 | 109547 | 44.8139 | 109322 | 100840 | 100377 | 100377 | 98972.1 | 98826.5 | 1489.81 | 0 | 0 | 207.226 | 0 | 98619.3 | 950 | 96979.9 | 96495
6730 | 1989-10-08 09:00 | 651 | 822 | 107 | 22.8 | 4.1 | -9900 | 40.9773 | 136.455 | 47.6228 | 0 |  | 651 | 558.511 | 110.779 | 0.24773 | 494.283 | 103.744 | 0.24773 | 482.525 | 99.2542 | 0 | 570.144 | 569.962 | 141080 | 51.2748 | 141349 | 126110 | 125412 | 125412 | 120080 | 119843 | 1477.63 | 0 | 0 | -741.361 | 0 | 120585 | 950 | 118471 | 117878.7188
6731 | 1989-10-08 10:00 | 760 | 857 | 116 | 23.3 | 4.6 | -9900 | 48.1202 | 154.92 | 39.4384 | 0 |  | 760 | 667.496 | 119.674 | 0.2892 | 584.921 | 112.002 | 0.2892 | 576.425 | 107.156 | 0 | 669.909 | 669.537 | 165754 | 55.9971 | 166261 | 144865 | 144063 | 144063 | 139092 | 138767 | 1452.33 | 0 | 0 | -2578.57 | 0 | 141346 | 950 | 138905 | 138210.9219
6732 | 1989-10-08 11:00 | 803 | 871 | 120 | 21.7 | 4.6 | -9900 | 51.1381 | 177.575 | 35.4805 | 0 |  | 803 | 714.031 | 124.249 | 0.30557 | 662.181 | 116.247 | 0.30557 | 654.659 | 111.217 | 0 | 750.558 | 749.715 | 185590 | 58.3126 | 186268 | 161623 | 160742 | 160742 | 158491 | 158107 | 1475.91 | 0 | 0 | 463.642 | 0 | 157644 | 950 | 154922 | 154146.9688
6733 | 1989-10-08 12:00 | 614 | 577 | 174 | 20.6 | 5.2 | -9900 | 49.0924 | 200.718 | 37.1103 | 0 |  | 614 | 464.203 | 182.798 | 0.23365 | 452.359 | 170.973 | 0.23365 | 446.609 | 163.575 | 0 | 597.98 | 597.517 | 147918 | 48.9942 | 148294 | 134918 | 134363 | 134363 | 132481 | 132242 | 1540.32 | 0 | 0 | 354.229 | 0 | 131888 | 950 | 129699 | 129050.3828
6734 | 1989-10-08 13:00 | 510 | 275 | 322 | 21.1 | 3.6 | -9900 | 42.6423 | 220.126 | 43.6981 | 0 |  | 510 | 200.58 | 331.263 | 0.19407 | 183.319 | 309.73 | 0.19407 | 179.806 | 296.33 | 0 | 466.613 | 466.38 | 115458 | 44.9361 | 115312 | 106676 | 106252 | 106252 | 104764 | 104617 | 1546.93 | 0 | 0 | 232.263 | 0 | 104384 | 950 | 102687 | 102173.4453
6735 | 1989-10-08 14:00 | 499 | 694 | 114 | 21.1 | 4.1 | -9900 | 33.2953 | 234.934 | 53.4378 | 0 |  | 499 | 417.535 | 121.259 | 0.18988 | 326.545 | 113.303 | 0.18988 | 315.205 | 108.402 | 0 | 415.134 | 414.492 | 102623 | 41.8076 | 102310 | 94771.2 | 94453.7 | 94453.7 | 92074.5 | 91894.6 | 1410.27 | 0 | 0 | -210.764 | 0 | 92105.4 | 950 | 90507.2 | 90054.6484
6736 | 1989-10-08 15:00 | 311 | 619 | 72 | 20 | 3.6 | -9900 | 22.2795 | 246.339 | 64.9029 | 0 |  | 311 | 267.171 | 77.4731 | 0.11835 | 171.993 | 72.3347 | 0.11835 | 159.52 | 69.2062 | 0 | 224.151 | 223.762 | 55405.2 | 31.4362 | 54370.7 | 52473.5 | 52102.7 | 52102.7 | 50880.9 | 50834.6 | 1502.33 | 0 | 0 | 60.8362 | 0 | 50773.8 | 942.353 | 49703.2 | 49454.6602
6737 | 1989-10-08 16:00 | 118 | 387 | 46 | 18.9 | 3.6 | -9900 | 10.3407 | 255.677 | 77.2881 | 0 |  | 118 | 88.18 | 50.2761 | 0.044903 | 55.3921 | 46.8771 | 0.044903 | 44.5218 | 44.8502 | 0 | 87.5846 | 87.5779 | 21685.4 | 23.376 | 20304.5 | 20367.7 | 20021.3 | 20021.3 | 19637.2 | 19630.9 | 1464.65 | 0 | 0 | 7.2621 | 0 | 19623.6 | 945.748 | 18951.8 | 18857.043
6738 | 1989-10-08 17:00 | 12 | 25 | 9 | 18.3 | 2.6 | -9900 | -2.0812 | 263.97 | 88.8802 | 0 |  | 12 | 0.67375 | 8.0364 | 0.0045664 | 0 | 7.5012 | 0 | 0 | 7.1768 | 0 | 7.0332 | 7.0313 | 1740.72 | 18.6761 | 917.635 | 925.491 | 917.399 | 917.399 | 904.556 | 904.543 | 1451.36 | 0 | 0 | 0.015527 | 0 | 904.528 | 950 | 858.415 | 854.123
6739 | 1989-10-08 18:00 | 0 | 0 | 0 | 18.3 | 0 | -9900
6740 | 1989-10-08 19:00 | 0 | 0 | 0 | 18.3 | 2.6 | -9900
6741 | 1989-10-08 20:00 | 0 | 0 | 0 | 18.3 | 1.5 | -9900
6742 | 1989-10-08 21:00 | 0 | 0 | 0 | 18.3 | 2.1 | -9900
6743 | 1989-10-08 22:00 | 0 | 0 | 0 | 18.3 | 2.6 | -9900
6744 | 1989-10-08 23:00 | 0 | 0 | 0 | 17.8 | 2.6 | -9900
6745 | 1989-10-09 | 0 | 0 | 0 | 17.8 | 3.1 | -9900
6746 | 1989-10-09 01:00 | 0 | 0 | 0 | 17.2 | 1.5 | -9900
6747 | 1989-10-09 02:00 | 0 | 0 | 0 | 17.8 | 1.5 | -9900
6748 | 1989-10-09 03:00 | 0 | 0 | 0 | 17.8 | 2.1 | -9900
6749 | 1989-10-09 04:00 | 0 | 0 | 0 | 17.8 | 2.6 | -9900
6750 | 1989-10-09 05:00 | 0 | 1 | 0 | 17.8 | 2.6 | -9900
6751 | 1989-10-09 06:00 | 42 | 5 | 42 | 18.3 | 2.6 | -9900 | 7.7681 | 102.796 | 82.9762 | 0 |  | 42 | 0 | 41.5241 | 0.015982 | 0 | 38.8545 | 0.015982 | 0 | 37.1732 | 0 | 36.4298 | 36.4087 | 9013.4 | 20.2474 | 7757.64 | 7894.68 | 7856.9 | 7856.9 | 7746.9 | 7746.12 | 1561.66 | 0 | 0 | 1.3166 | 0 | 7744.8 | 950 | 7391.08 | 7354.124
6752 | 1989-10-09 07:00 | 121 | 42 | 106 | 18.3 | 3.1 | -9900 | 19.8003 | 111.88 | 70.3622 | 0 |  | 121 | 14.8616 | 106.685 | 0.046044 | 14.3211 | 99.7655 | 0.046044 | 12.9113 | 95.4492 | 0 | 106.193 | 106.122 | 26271.4 | 23.8486 | 24841.8 | 24944 | 24854.6 | 24854.6 | 24506.6 | 24498.8 | 1562.88 | 0 | 0 | 13.2388 | 0 | 24485.6 | 950 | 23684.7 | 23566.2852
6753 | 1989-10-09 08:00 | 401 | 525 | 127 | 20 | 3.6 | -9900 | 31.004 | 122.801 | 58.4528 | 0 |  | 401 | 277.951 | 129.964 | 0.15259 | 263.24 | 121.768 | 0.15259 | 251.329 | 116.497 | 0 | 360.47 | 360.048 | 89131.9 | 38.4016 | 88542.6 | 83912.1 | 83581.3 | 83581.3 | 82411.1 | 82312.8 | 1502.68 | 0 | 0 | 145.564 | 0 | 82167.2 | 949.999 | 80753.1 | 80349.3359
6754 | 1989-10-09 09:00 | 657 | 861 | 90 | 21.1 | 3.6 | -9900 | 40.7073 | 136.82 | 47.8686 | 0 |  | 657 | 582.553 | 92.7989 | 0.25001 | 514.4 | 86.8795 | 0.25001 | 501.99 | 83.1198 | 0 | 573.408 | 573.266 | 141897 | 50.3989 | 142183 | 127164 | 126414 | 126414 | 120286 | 120042 | 1472.32 | 0 | 0 | -444.667 | 0 | 120486 | 950 | 118362 | 117769.8672
6755 | 1989-10-09 10:00 | 767 | 888 | 104 | 21.7 | 4.6 | -9900 | 47.7893 | 155.217 | 39.7523 | 0 |  | 767 | 687.66 | 107.49 | 0.29187 | 602.604 | 100.601 | 0.29187 | 593.675 | 96.2474 | 0 | 676.124 | 675.321 | 167186 | 54.6795 | 167702 | 146849 | 146017 | 146017 | 140400 | 140065 | 1446.58 | 0 | 0 | -3189.08 | 0 | 143254 | 950 | 140774 | 140070.3906
6756 | 1989-10-09 11:00 | 805 | 862 | 132 | 21.1 | 5.2 | -9900 | 50.7606 | 177.703 | 35.8523 | 0 |  | 805 | 704.062 | 138.118 | 0.30633 | 652.941 | 129.238 | 0.30633 | 645.337 | 123.646 | 0 | 753.603 | 752.856 | 186364 | 56.8759 | 187043 | 163410 | 162551 | 162551 | 160274 | 159876 | 1468.11 | 0 | 0 | 468.283 | 0 | 159408 | 950 | 156646 | 155862.9219
6757 | 1989-10-09 12:00 | 781 | 899 | 99 | 21.7 | 6.2 | -9900 | 48.7094 | 200.644 | 37.4922 | 0 |  | 781 | 720.057 | 103.245 | 0.29719 | 701.686 | 96.5649 | 0.29719 | 692.542 | 92.3869 | 0 | 769.23 | 768.651 | 190285 | 56.6018 | 191063 | 168161 | 167423 | 167423 | 165080 | 164689 | 1528.42 | 0 | 0 | 529.374 | 0 | 164160 | 950 | 161303 | 160496.9688
6758 | 1989-10-09 13:00 | 685 | 873 | 92 | 21.7 | 5.2 | -9900 | 42.2867 | 219.922 | 44.0488 | 0 |  | 685 | 633.25 | 96.4622 | 0.26066 | 577.453 | 90.1895 | 0.26066 | 566.154 | 86.2877 | 0 | 639.393 | 638.411 | 158045 | 52.0374 | 158525 | 141393 | 140251 | 140251 | 138049 | 137767 | 1515.94 | 0 | 0 | 394.089 | 0 | 137373 | 950 | 134996 | 134321.5156
6759 | 1989-10-09 14:00 | 530 | 818 | 79 | 21.1 | 5.7 | -9900 | 32.9742 | 234.679 | 53.749 | 0 |  | 530 | 489.713 | 84.4501 | 0.20168 | 382.873 | 78.9098 | 0.20168 | 369.335 | 75.4964 | 0 | 435.935 | 435.478 | 107821 | 41.3285 | 107626 | 99629.5 | 99253.4 | 99253.4 | 94758.4 | 94561.6 | 1429.23 | 0 | 0 | -1662.18 | 0 | 96223.7 | 950 | 94542.8 | 94070.0547
6760 | 1989-10-09 15:00 | 334 | 717 | 61 | 20.6 | 6.2 | -9900 | 21.9868 | 246.067 | 65.1823 | 0 |  | 334 | 305.816 | 65.7261 | 0.1271 | 195.653 | 61.3724 | 0.1271 | 181.19 | 58.718 | 0 | 235.11 | 235.008 | 58188.1 | 31.2709 | 57227 | 55216.2 | 54767.1 | 54767.1 | 53460.5 | 53408.2 | 1513.47 | 0 | 0 | 70.2725 | 0 | 53338 | 942.591 | 52275.2 | 52013.8047
6761 | 1989-10-09 16:00 | 125 | 471 | 39 | 19.4 | 5.2 | -9900 | 10.0678 | 255.4 | 77.5456 | 0 |  | 125 | 105.996 | 43.0454 | 0.047566 | 66.2173 | 40.1233 | 0.047566 | 52.8687 | 38.3886 | 0 | 89.4322 | 89.3369 | 22122 | 23.6453 | 20759 | 20786.7 | 20356.9 | 20356.9 | 19942.5 | 19935.8 | 1461.98 | 0 | 0 | 7.7648 | 0 | 19928 | 944.546 | 19267.8 | 19171.5098
6762 | 1989-10-09 17:00 | 14 | 38 | 9 | 18.9 | 4.1 | -9900 | -2.343 | 263.687 | 89.0237 | 0 |  | 14 | 0.97903 | 7.6966 | 0.0053274 | 0 | 7.18 | 0 | 0 | 6.8695 | 0 | 6.7321 | 6.7298 | 1666.08 | 19.2362 | 853.222 | 858.942 | 850.861 | 850.861 | 838.949 | 838.939 | 1458.42 | 0 | 0 | 0.013935 | 0 | 838.925 | 950 | 796.112 | 792.1319
6763 | 1989-10-09 18:00 | 0 | 0 | 0 | 18.3 | 3.6 | -9900
6764 | 1989-10-09 19:00 | 0 | 0 | 0 | 18.3 | 3.6 | -9900
6765 | 1989-10-09 20:00 | 0 | 0 | 0 | 18.3 | 3.1 | -9900
6766 | 1989-10-09 21:00 | 0 | 0 | 0 | 17.8 | 2.6 | -9900
6767 | 1989-10-09 22:00 | 0 | 0 | 0 | 17.8 | 2.6 | -9900
6768 | 1989-10-09 23:00 | 0 | 0 | 0 | 17.8 | 2.6 | -9900
6769 | 1989-10-10 | 0 | 0 | 0 | 17.8 | 3.6 | -9900
6770 | 1989-10-10 01:00 | 0 | 0 | 0 | 17.8 | 3.6 | -9900
6771 | 1989-10-10 02:00 | 0 | 0 | 0 | 17.8 | 3.1 | -9900
6772 | 1989-10-10 03:00 | 0 | 0 | 0 | 17.8 | 2.1 | -9900
6773 | 1989-10-10 04:00 | 0 | 0 | 0 | 17.8 | 2.1 | -9900
6774 | 1989-10-10 05:00 | 3 | 0 | 3 | 17.8 | 2.1 | -9900 | -4.8368 | 94.9426 | 90 | 0 |  | 3 | 0 | 3.153 | 0.0011416 | 0 | 2.9489 | 0 | 0 | 2.8213 | 0 | 2.7649 | 2.7636 | 684.154 | 17.9512 | 155.204 | 154.55 | 154.491 | 154.491 | 152.328 | 152.328 | 1441.65 | 0 | 0 | 0.00045321 | 0 | 152.327 | 950 | 144.474 | 143.7518
6775 | 1989-10-10 06:00 | 65 | 5 | 64 | 18.3 | 2.1 | -9900 | 7.6087 | 103.149 | 83.1116 | 0 |  | 65 | 0.90456 | 62.9074 | 0.024734 | 0.80803 | 58.9348 | 0.024734 | 0.53001 | 56.384 | 0 | 55.7757 | 55.7488 | 13801.2 | 21.3505 | 12439.4 | 12609 | 12561.3 | 12561.3 | 12385.5 | 12383.4 | 1557.41 | 0 | 0 | 3.36 | 0 | 12380.1 | 950 | 11860 | 11800.7363
6776 | 1989-10-10 07:00 | 139 | 8 | 136 | 18.9 | 2.6 | -9900 | 19.6175 | 112.24 | 70.5201 | 0 |  | 139 | 2.9757 | 134.885 | 0.052894 | 2.8664 | 126.223 | 0.052894 | 2.5809 | 120.761 | 0 | 120.875 | 120.817 | 29909.4 | 25.3622 | 28492.1 | 28446.2 | 28357.6 | 28357.6 | 27960.5 | 27950.3 | 1558.54 | 0 | 0 | 17.0448 | 0 | 27933.3 | 950 | 27094.3 | 26958.7969
6777 | 1989-10-10 08:00 | 246 | 5 | 243 | 20 | 3.1 | -9900 | 30.7843 | 123.169 | 58.647 | 0 |  | 246 | 3.0459 | 241.855 | 0.09361 | 2.8815 | 226.307 | 0.09361 | 2.7496 | 216.515 | 0 | 214.879 | 214.779 | 53171.4 | 31.2297 | 51989 | 50766 | 50639 | 50639 | 49930.1 | 49898.2 | 1574.41 | 0 | 0 | 54.8368 | 0 | 49843.4 | 950 | 48737.6 | 48493.9375
6778 | 1989-10-10 09:00 | 561 | 557 | 196 | 21.1 | 3.6 | -9900 | 40.4362 | 137.179 | 48.116 | 0 |  | 561 | 375.289 | 200.565 | 0.21348 | 330.722 | 187.795 | 0.21348 | 322.629 | 179.668 | 0 | 492.251 | 492.058 | 121800 | 46.2485 | 121772 | 111401 | 110862 | 110862 | 108838 | 108648 | 1452.57 | 0 | 0 | -230.278 | 0 | 108878 | 950 | 107023 | 106487.7344
6779 | 1989-10-10 10:00 | 602 | 340 | 349 | 21.7 | 5.7 | -9900 | 47.4582 | 155.507 | 40.0667 | 0 |  | 602 | 262.591 | 355.487 | 0.22908 | 230.116 | 332.682 | 0.22908 | 226.638 | 318.286 | 0 | 534.026 | 533.641 | 132112 | 46.4883 | 132236 | 121270 | 120817 | 120817 | 119125 | 118915 | 1485.09 | 0 | 0 | 279.173 | 0 | 118636 | 950 | 116659 | 116076.1797
6780 | 1989-10-10 11:00 | 717 | 670 | 197 | 22.2 | 6.2 | -9900 | 50.3842 | 177.827 | 36.2231 | 0 |  | 717 | 544.378 | 205.541 | 0.27284 | 504.855 | 192.328 | 0.27284 | 498.828 | 184.006 | 0 | 669.177 | 668.22 | 165419 | 52.5416 | 165972 | 148157 | 147424 | 147424 | 145360 | 145041 | 1479.35 | 0 | 0 | 397.137 | 0 | 144644 | 950 | 142197 | 141485.6406
6781 | 1989-10-10 12:00 | 699 | 653 | 207 | 22.2 | 6.7 | -9900 | 48.3284 | 200.568 | 37.8722 | 0 |  | 699 | 519.848 | 216.611 | 0.26599 | 506.585 | 202.598 | 0.26599 | 499.82 | 193.833 | 0 | 679.78 | 679.395 | 168190 | 52.3551 | 168807 | 151440 | 150838 | 150838 | 148727 | 148425 | 1535.71 | 0 | 0 | 445.631 | 0 | 147979 | 950 | 145479 | 144751.3594
6782 | 1989-10-10 13:00 | 599 | 571 | 214 | 21.1 | 6.7 | -9900 | 41.933 | 219.72 | 44.3976 | 0 |  | 599 | 411.505 | 223.059 | 0.22794 | 373.711 | 208.548 | 0.22794 | 366.246 | 199.526 | 0 | 554.456 | 553.737 | 137086 | 45.6777 | 137292 | 126312 | 125618 | 125618 | 123859 | 123649 | 1534.98 | 0 | 0 | 330.045 | 0 | 123319 | 950 | 121243 | 120636.3594
6783 | 1989-10-10 14:00 | 409 | 330 | 229 | 20.6 | 6.2 | -9900 | 32.6549 | 234.425 | 54.0585 | 0 |  | 409 | 195.693 | 236.265 | 0.15564 | 152.999 | 220.836 | 0.15564 | 147.492 | 211.283 | 0 | 351.599 | 351.481 | 87019 | 36.5595 | 86387.7 | 82454 | 82211.1 | 82211.1 | 81059.8 | 80942 | 1442.04 | 0 | 0 | 114.202 | 0 | 80827.8 | 950 | 79437.6 | 79040.3672
6784 | 1989-10-10 15:00 | 310 | 495 | 123 | 20.6 | 4.6 | -9900 | 21.6962 | 245.797 | 65.4598 | 0 |  | 310 | 209.923 | 129.328 | 0.11796 | 133.278 | 120.799 | 0.11796 | 123.242 | 115.574 | 0 | 234.039 | 233.974 | 57928.4 | 32.0262 | 56869.5 | 55020.8 | 54695.5 | 54695.5 | 53827.4 | 53781.1 | 1502.59 | 0 | 0 | 63.7493 | 0 | 53717.4 | 948.216 | 52561 | 52298.1875
6785 | 1989-10-10 16:00 | 111 | 263 | 64 | 18.9 | 4.1 | -9900 | 9.7971 | 255.123 | 77.8008 | 0 |  | 111 | 58.3112 | 68.5403 | 0.042239 | 36.176 | 63.938 | 0.042239 | 28.6704 | 61.1732 | 0 | 88.0467 | 88.0207 | 21793.4 | 23.2974 | 20385 | 20488.9 | 20274.2 | 20274.2 | 19990 | 19983.8 | 1489 | 0 | 0 | 7.4073 | 0 | 19976.4 | 948.379 | 19273.4 | 19177.0723
6786 | 1989-10-10 17:00 | 18 | 21 | 15 | 18.3 | 4.1 | -9900 | -2.6023 | 263.404 | 89.1501 | 0 |  | 18 | 0.51142 | 12.736 | 0.0068495 | 0 | 11.8858 | 0 | 0 | 11.3718 | 0 | 11.1443 | 11.1413 | 2758.2 | 18.8566 | 1825.14 | 1856.04 | 1845.8 | 1845.8 | 1819.96 | 1819.92 | 1535.49 | 0 | 0 | 0.069959 | 0 | 1819.85 | 950 | 1728.35 | 1719.7057
6787 | 1989-10-10 18:00 | 0 | 0 | 0 | 18.3 | 3.6 | -9900
6788 | 1989-10-10 19:00 | 0 | 0 | 0 | 18.3 | 3.6 | -9900
6789 | 1989-10-10 20:00 | 0 | 0 | 0 | 18.3 | 3.1 | -9900
6790 | 1989-10-10 21:00 | 0 | 0 | 0 | 18.3 | 3.1 | -9900
6791 | 1989-10-10 22:00 | 0 | 0 | 0 | 18.3 | 2.6 | -9900
6792 | 1989-10-10 23:00 | 0 | 0 | 0 | 18.3 | 3.1 | -9900
6793 | 1989-10-11 | 0 | 0 | 0 | 18.3 | 2.6 | -9900
6794 | 1989-10-11 01:00 | 0 | 0 | 0 | 18.3 | 3.1 | -9900
6795 | 1989-10-11 02:00 | 0 | 0 | 0 | 17.8 | 2.1 | -9900
6796 | 1989-10-11 03:00 | 0 | 0 | 0 | 17.8 | 2.6 | -9900
6797 | 1989-10-11 04:00 | 0 | 0 | 0 | 17.8 | 2.6 | -9900
6798 | 1989-10-11 05:00 | 1 | 1 | 1 | 17.2 | 2.6 | -9900 | -4.9849 | 95.2971 | 90 | 0 |  | 1 | 0 | 1.0839 | 0.00038053 | 0 | 1.0137 | 0 | 0 | 0.96986 | 0 | 0.95046 | 0.95007 | 235.202 | 17.2508 | 18.4815 | 18.3958 | 17.2267 | 17.2267 | 16.9855 | 16.9855 | 1336.16 | 0 | 0 | 4.8285e-06 | 0 | 16.9855 | 950 | 16.108 | 16.0275
6799 | 1989-10-11 06:00 | 35 | 5 | 35 | 17.8 | 2.6 | -9900 | 7.4482 | 103.5 | 83.2482 | 0 |  | 35 | 0 | 34.6555 | 0.013319 | 0 | 32.4182 | 0.013319 | 0 | 31.0156 | 0 | 30.3953 | 30.3875 | 7522.67 | 19.4254 | 6317.54 | 6447.15 | 6415.28 | 6415.28 | 6325.47 | 6324.94 | 1554.06 | 0 | 0 | 0.86951 | 0 | 6324.07 | 950 | 6028.28 | 5998.1357
6800 | 1989-10-11 07:00 | 149 | 7 | 146 | 17.8 | 2.6 | -9900 | 19.4332 | 112.596 | 70.6797 | 0 |  | 149 | 2.9792 | 144.829 | 0.056699 | 2.8674 | 135.541 | 0.056699 | 2.5785 | 129.676 | 0 | 129.61 | 129.557 | 32073.8 | 24.7297 | 30668.4 | 30691.3 | 30601.2 | 30601.2 | 30172.7 | 30161.1 | 1575.02 | 0 | 0 | 20.0005 | 0 | 30141.1 | 950 | 29287.8 | 29141.375
6801 | 1989-10-11 08:00 | 486 | 722 | 115 | 19.4 | 2.6 | -9900 | 30.5632 | 123.532 | 58.843 | 0 |  | 486 | 377.006 | 117.943 | 0.18494 | 356.335 | 110.514 | 0.18494 | 339.838 | 105.731 | 0 | 436.657 | 436.535 | 108066 | 42.7493 | 107811 | 100297 | 99911.6 | 99911.6 | 98512.7 | 98367.9 | 1488.51 | 0 | 0 | 203.405 | 0 | 98164.5 | 949.999 | 96532.2 | 96049.5625
6802 | 1989-10-11 09:00 | 614 | 760 | 119 | 20.6 | 4.6 | -9900 | 40.1641 | 137.532 | 48.3648 | 0 |  | 614 | 509.331 | 123.087 | 0.23365 | 446.233 | 115.266 | 0.23365 | 435.165 | 110.278 | 0 | 534.534 | 533.444 | 132038 | 46.6509 | 132182 | 120318 | 119895 | 119895 | 115159 | 114938 | 1466.3 | 0 | 0 | -556.049 | 0 | 115494 | 950 | 113479 | 112911.4609
6803 | 1989-10-11 10:00 | 663 | 697 | 147 | 20.6 | 5.7 | -9900 | 47.1271 | 155.79 | 40.3817 | 0 |  | 663 | 535.931 | 153.245 | 0.25229 | 469.663 | 143.464 | 0.25229 | 462.423 | 137.255 | 0 | 587.685 | 587.191 | 145367 | 47.8758 | 145682 | 131945 | 131241 | 131241 | 128967 | 128691 | 1441.8 | 0 | 0 | -131.858 | 0 | 128823 | 950 | 126618 | 125985.1094
6804 | 1989-10-11 11:00 | 775 | 702 | 234 | 20.6 | 5.2 | -9900 | 50.0093 | 177.945 | 36.5928 | 0 |  | 775 | 566.758 | 243.107 | 0.29491 | 525.613 | 227.471 | 0.29491 | 519.184 | 217.629 | 0 | 722.077 | 721.534 | 178616 | 54.8874 | 179266 | 158352 | 157611 | 157611 | 155404 | 155045 | 1485.64 | 0 | 0 | 458.658 | 0 | 154587 | 950 | 151934 | 151174.5
6805 | 1989-10-11 12:00 | 704 | 724 | 162 | 20.6 | 5.7 | -9900 | 47.9494 | 200.491 | 38.2502 | 0 |  | 704 | 573.114 | 170.586 | 0.26789 | 558.493 | 159.552 | 0.26789 | 550.852 | 152.649 | 0 | 689.43 | 688.854 | 170531 | 52.5982 | 171172 | 153357 | 152711 | 152711 | 150573 | 150259 | 1532.99 | 0 | 0 | 451.582 | 0 | 149807 | 950 | 147267 | 146530.625
6806 | 1989-10-11 13:00 | 645 | 542 | 281 | 21.1 | 6.2 | -9900 | 41.5814 | 219.519 | 44.7444 | 0 |  | 645 | 389.415 | 291.546 | 0.24544 | 352.378 | 272.585 | 0.24544 | 345.192 | 260.792 | 0 | 593.865 | 593.42 | 146911 | 48.0451 | 147251 | 134234 | 133704 | 133704 | 131832 | 131598 | 1548.3 | 0 | 0 | 375.581 | 0 | 131222 | 950 | 128979 | 128333.6328
6807 | 1989-10-11 14:00 | 461 | 513 | 183 | 20.6 | 5.2 | -9900 | 32.3377 | 234.172 | 54.3661 | 0 |  | 461 | 302.615 | 191.256 | 0.17542 | 236.954 | 178.742 | 0.17542 | 228.28 | 171.01 | 0 | 391.304 | 391.079 | 96826.2 | 39.1842 | 96379.6 | 90739.8 | 90338.7 | 90338.7 | 88901 | 88744.3 | 1421.13 | 0 | 0 | -43.3302 | 0 | 88787.6 | 950 | 87275.5 | 86839.1328
6808 | 1989-10-11 15:00 | 207 | 221 | 125 | 20 | 5.7 | -9900 | 21.4078 | 245.527 | 65.7352 | 0 |  | 207 | 92.2506 | 129.499 | 0.07877 | 58.2951 | 120.994 | 0.07877 | 53.822 | 115.76 | 0 | 166.191 | 166.088 | 41118.8 | 27.715 | 39810.9 | 39327.3 | 39181.9 | 39181.9 | 38633.3 | 38612.3 | 1525.27 | 0 | 0 | 32.5635 | 0 | 38579.8 | 950 | 37638.4 | 37450.207
6809 | 1989-10-11 16:00 | 106 | 309 | 52 | 18.3 | 4.1 | -9900 | 9.5289 | 254.847 | 78.0538 | 0 |  | 106 | 67.4571 | 56.1017 | 0.040336 | 41.5559 | 52.3243 | 0.040336 | 32.6797 | 50.0618 | 0 | 81.0867 | 81.0402 | 20065.7 | 22.3487 | 18673.2 | 18825.2 | 18629.2 | 18629.2 | 18335.2 | 18329.9 | 1473.63 | 0 | 0 | 6.2458 | 0 | 18323.6 | 946.627 | 17664.5 | 17576.1465
6810 | 1989-10-11 17:00 | 13 | 11 | 12 | 18.3 | 4.1 | -9900 | -2.859 | 263.12 | 89.2742 | 0 |  | 13 | 0.14559 | 12.1514 | 0.0049469 | 0 | 11.3646 | 0 | 0 | 10.8729 | 0 | 10.6555 | 10.6498 | 2636.54 | 18.8321 | 1714.84 | 1743.03 | 1733.03 | 1733.03 | 1708.77 | 1708.73 | 1509.99 | 0 | 0 | 0.060968 | 0 | 1708.67 | 950 | 1622.64 | 1614.5255
6811 | 1989-10-11 18:00 | 0 | 0 | 0 | 17.8 | 3.1 | -9900
6812 | 1989-10-11 19:00 | 0 | 0 | 0 | 17.8 | 3.6 | -9900
6813 | 1989-10-11 20:00 | 0 | 0 | 0 | 17.2 | 2.6 | -9900
6814 | 1989-10-11 21:00 | 0 | 0 | 0 | 17.2 | 2.1 | -9900
6815 | 1989-10-11 22:00 | 0 | 0 | 0 | 17.8 | 2.6 | -9900
6816 | 1989-10-11 23:00 | 0 | 0 | 0 | 17.8 | 3.1 | -9900
6817 | 1989-10-12 | 0 | 0 | 0 | 17.8 | 3.1 | -9900
6818 | 1989-10-12 01:00 | 0 | 0 | 0 | 18.3 | 3.1 | -9900
6819 | 1989-10-12 02:00 | 0 | 0 | 0 | 17.8 | 3.1 | -9900
6820 | 1989-10-12 03:00 | 0 | 0 | 0 | 17.8 | 3.6 | -9900
6821 | 1989-10-12 04:00 | 0 | 0 | 0 | 17.8 | 3.1 | -9900
6822 | 1989-10-12 05:00 | 0 | 0 | 0 | 17.8 | 3.1 | -9900
6823 | 1989-10-12 06:00 | 29 | 1 | 29 | 17.8 | 3.6 | -9900 | 7.2866 | 103.848 | 83.3861 | 0 |  | 29 | 0 | 28.755 | 0.011035 | 0 | 26.8905 | 0.011035 | 0 | 25.7271 | 0 | 25.2125 | 25.2057 | 6240.01 | 19.0882 | 5087.94 | 5196.35 | 5166.27 | 5166.27 | 5093.94 | 5093.59 | 1539.99 | 0 | 0 | 0.55898 | 0 | 5093.04 | 950 | 4849.92 | 4825.6743
6824 | 1989-10-12 07:00 | 104 | 0 | 104 | 18.3 | 3.1 | -9900 | 19.2476 | 112.948 | 70.8408 | 0 |  | 104 | 0 | 103.141 | 0.039575 | 0 | 96.4932 | 0.039575 | 0 | 92.3181 | 0 | 90.4717 | 90.4274 | 22386.4 | 23.028 | 20955.4 | 21108.1 | 21043.7 | 21043.7 | 20749.1 | 20743.5 | 1565.33 | 0 | 0 | 9.4174 | 0 | 20734.1 | 950 | 19995.3 | 19895.3125
6825 | 1989-10-12 08:00 | 173 | 6 | 170 | 18.9 | 3.6 | -9900 | 30.3407 | 123.89 | 59.0407 | 0 |  | 173 | 3.0513 | 168.936 | 0.065832 | 2.8801 | 158.041 | 0.065832 | 2.7452 | 151.202 | 0 | 150.869 | 150.823 | 37338.1 | 26.6084 | 35972.4 | 35745.5 | 35650.6 | 35650.6 | 35151.5 | 35135.4 | 1564.04 | 0 | 0 | 27.1252 | 0 | 35108.3 | 950 | 34247.7 | 34076.4766
6826 | 1989-10-12 09:00 | 267 | 8 | 261 | 19.4 | 4.6 | -9900 | 39.891 | 137.878 | 48.6151 | 0 |  | 267 | 6.1783 | 260.103 | 0.1016 | 5.4062 | 243.329 | 0.1016 | 5.2702 | 232.8 | 0 | 233.309 | 233.3 | 57756.4 | 30.7933 | 56639 | 55397.1 | 55256.2 | 55256.2 | 54482.6 | 54444.6 | 1570.94 | 0 | 0 | 64.6988 | 0 | 54379.9 | 950 | 53195.4 | 52929.3867
6827 | 1989-10-12 10:00 | 564 | 201 | 416 | 20 | 4.1 | -9900 | 46.7961 | 156.065 | 40.697 | 0 |  | 564 | 153.823 | 421.795 | 0.21462 | 134.383 | 394.711 | 0.21462 | 132.272 | 377.631 | 0 | 499.705 | 499.158 | 123573 | 44.9375 | 123563 | 114221 | 113857 | 113857 | 112263 | 112088 | 1516.94 | 0 | 0 | 258.825 | 0 | 111829 | 950 | 109987 | 109436.6016
6828 | 1989-10-12 11:00 | 434 | 103 | 355 | 20 | 6.2 | -9900 | 49.6357 | 178.058 | 36.9613 | 0 |  | 434 | 82.8192 | 362.464 | 0.16515 | 76.5762 | 339.032 | 0.16515 | 75.6168 | 324.363 | 0 | 391.98 | 391.81 | 96996.4 | 37.7907 | 96528.1 | 91905.8 | 91640.2 | 91640.2 | 90357.1 | 90248.6 | 1544.51 | 0 | 0 | 171.487 | 0 | 90077.1 | 949.999 | 88571.3 | 88128.4062
6829 | 1989-10-12 12:00 | 546 | 316 | 311 | 20 | 5.2 | -9900 | 47.5725 | 200.413 | 38.6261 | 0 |  | 546 | 248.681 | 319.427 | 0.20777 | 242.337 | 298.758 | 0.20777 | 238.94 | 285.832 | 0 | 514.277 | 513.938 | 127231 | 44.4224 | 127287 | 118071 | 117661 | 117661 | 116013 | 115838 | 1565.63 | 0 | 0 | 283.884 | 0 | 115555 | 950 | 113668 | 113099.4688
6830 | 1989-10-12 13:00 | 439 | 200 | 306 | 20 | 5.2 | -9900 | 41.2319 | 219.318 | 45.0891 | 0 |  | 439 | 142.417 | 312.526 | 0.16705 | 128.639 | 292.227 | 0.16705 | 125.962 | 279.584 | 0 | 397.435 | 397.025 | 98289.3 | 38.8667 | 97843.6 | 92762.1 | 92521.4 | 92521.4 | 91226.1 | 91120.2 | 1572.81 | 0 | 0 | 183.659 | 0 | 90936.5 | 950 | 89452.5 | 89005.2188
6831 | 1989-10-12 14:00 | 401 | 430 | 170 | 19.4 | 5.7 | -9900 | 32.0227 | 233.92 | 54.6716 | 0 |  | 401 | 251.772 | 177.939 | 0.15259 | 197.143 | 166.294 | 0.15259 | 189.798 | 159.101 | 0 | 341.921 | 341.68 | 84595.5 | 35.2715 | 83937.7 | 80349.5 | 79999.7 | 79999.7 | 78852.4 | 78727.5 | 1414.18 | 0 | 0 | 69.6829 | 0 | 78657.8 | 950 | 77272.2 | 76885.875
6832 | 1989-10-12 15:00 | 214 | 227 | 130 | 18.9 | 5.2 | -9900 | 21.1216 | 245.258 | 66.0085 | 0 |  | 214 | 94.708 | 134.756 | 0.081434 | 59.4458 | 125.904 | 0.081434 | 54.7962 | 120.458 | 0 | 171.749 | 171.702 | 42509.1 | 27.0593 | 41216 | 40811.6 | 40658.8 | 40658.8 | 40089.6 | 40067 | 1524.67 | 0 | 0 | 35.084 | 0 | 40031.9 | 950 | 39067.2 | 38871.8867
6833 | 1989-10-12 16:00 | 41 | 21 | 37 | 18.9 | 4.1 | -9900 | 9.2631 | 254.572 | 78.3044 | 0 |  | 41 | 5.0326 | 36.2148 | 0.015602 | 3.0867 | 33.9037 | 0.015602 | 2.4083 | 32.4366 | 0 | 34.1479 | 34.1402 | 8452.05 | 20.6056 | 7215.83 | 7332.92 | 7293.63 | 7293.63 | 7191.52 | 7190.82 | 1540.65 | 0 | 0 | 1.0966 | 0 | 7189.72 | 950 | 6858.78 | 6824.4868
6834 | 1989-10-12 17:00 | 7 | 1 | 7 | 17.8 | 5.2 | -9900 | -3.1128 | 262.837 | 89.3969 | 0 |  | 7 | 0 | 6.8936 | 0.0026637 | 0 | 6.4468 | 0 | 0 | 6.1679 | 0 | 6.0446 | 6.0429 | 1496 | 18.0872 | 709.489 | 712.564 | 704.954 | 704.954 | 695.085 | 695.078 | 1459.37 | 0 | 0 | 0.0095527 | 0 | 695.068 | 950 | 659.529 | 656.231
6835 | 1989-10-12 18:00 | 0 | 0 | 0 | 17.8 | 3.6 | -9900
6836 | 1989-10-12 19:00 | 0 | 0 | 0 | 18.3 | 3.1 | -9900
6837 | 1989-10-12 20:00 | 0 | 0 | 0 | 18.3 | 3.1 | -9900
6838 | 1989-10-12 21:00 | 0 | 0 | 0 | 18.3 | 3.1 | -9900
6839 | 1989-10-12 22:00 | 0 | 0 | 0 | 18.3 | 2.6 | -9900
6840 | 1989-10-12 23:00 | 0 | 0 | 0 | 18.3 | 3.1 | -9900
6841 | 1989-10-13 | 0 | 0 | 0 | 18.3 | 2.1 | -9900
6842 | 1989-10-13 01:00 | 0 | 0 | 0 | 17.8 | 2.1 | -9900
6843 | 1989-10-13 02:00 | 0 | 0 | 0 | 17.8 | 3.6 | -9900
6844 | 1989-10-13 03:00 | 0 | 0 | 0 | 17.8 | 3.6 | -9900
6845 | 1989-10-13 04:00 | 0 | 0 | 0 | 17.8 | 3.1 | -9900
6846 | 1989-10-13 05:00 | 2 | 0 | 1 | 17.8 | 2.6 | -9900 | -5.2834 | 95.9989 | 90 | 0 |  | 2 | 0 | 0.61805 | 0.00076106 | 0 | 0.57802 | 0 | 0 | 0.55302 | 0 | 0.54195 | 0.54168 | 134.103 | 17.829 | 6.0179 | 5.992 | 0.168 | 0.1591 | 0.15683 | 0.15683 | 227.37 | 0 | 0 | 0 | 0.15683 | 0 | 790 | 0 | 0
6847 | 1989-10-13 06:00 | 30 | 4 | 30 | 17.8 | 2.1 | -9900 | 7.1238 | 104.193 | 83.5254 | 0 |  | 30 | 0 | 29.7346 | 0.011416 | 0 | 27.809 | 0.011416 | 0 | 26.6058 | 0 | 26.0737 | 26.0653 | 6452.85 | 19.2263 | 5291.28 | 5401.99 | 5372.01 | 5372.01 | 5296.8 | 5296.43 | 1542.61 | 0 | 0 | 0.60314 | 0 | 5295.83 | 950 | 5043.87 | 5018.6519
6848 | 1989-10-13 07:00 | 101 | 0 | 101 | 17.8 | 3.1 | -9900 | 19.0607 | 113.297 | 71.0035 | 0 |  | 101 | 0 | 100.168 | 0.038434 | 0 | 93.7111 | 0.038434 | 0 | 89.6563 | 0 | 87.8632 | 87.8263 | 21742.5 | 22.392 | 20313 | 20510.2 | 20443.4 | 20443.4 | 20157.2 | 20152 | 1570.41 | 0 | 0 | 8.9452 | 0 | 20143 | 950 | 19416.1 | 19319.0605
6849 | 1989-10-13 08:00 | 215 | 11 | 209 | 18.3 | 3.6 | -9900 | 30.117 | 124.244 | 59.24 | 0 |  | 215 | 6.1079 | 207.92 | 0.081814 | 5.7561 | 194.536 | 0.081814 | 5.4833 | 186.119 | 0 | 187.77 | 187.654 | 46455.5 | 27.8907 | 45186.4 | 44684.2 | 44568.4 | 44568.4 | 43944.4 | 43919.5 | 1567.32 | 0 | 0 | 42.068 | 0 | 43877.4 | 950 | 42890.5 | 42676.0273
6850 | 1989-10-13 09:00 | 335 | 3 | 333 | 18.9 | 3.1 | -9900 | 39.6171 | 138.218 | 48.8667 | 0 |  | 335 | 2.061 | 332.581 | 0.12748 | 1.7993 | 311.172 | 0.12748 | 1.7534 | 297.707 | 0 | 293.472 | 293.385 | 72631.3 | 34.2396 | 71744.3 | 69262.5 | 69087.4 | 69087.4 | 68120.1 | 68060.9 | 1577.37 | 0 | 0 | 101.776 | 0 | 67959.1 | 949.999 | 66616.5 | 66283.3984
6851 | 1989-10-13 10:00 | 338 | 2 | 336 | 19.4 | 3.1 | -9900 | 46.4654 | 156.333 | 41.0126 | 0 |  | 338 | 2.0801 | 335.833 | 0.12862 | 1.8087 | 314.159 | 0.12862 | 1.7798 | 300.566 | 0 | 296.299 | 296.138 | 73312.9 | 34.8835 | 72436.9 | 69760.6 | 69588.2 | 69588.2 | 68614 | 68553.2 | 1564 | 0 | 0 | 102.504 | 0 | 68450.7 | 949.999 | 67101.7 | 66766.1875
6852 | 1989-10-13 11:00 | 537 | 268 | 332 | 21.1 | 4.1 | -9900 | 49.2638 | 178.165 | 37.3284 | 0 |  | 537 | 215.062 | 339.907 | 0.20434 | 199.152 | 318.009 | 0.20434 | 196.596 | 304.249 | 0 | 490.828 | 490.384 | 121398 | 45.5991 | 121356 | 111898 | 111424 | 111424 | 109864 | 109698 | 1527.58 | 0 | 0 | 246.537 | 0 | 109452 | 950 | 107661 | 107122.7031
6853 | 1989-10-13 12:00 | 563 | 339 | 313 | 21.1 | 4.1 | -9900 | 47.1979 | 200.334 | 38.9998 | 0 |  | 563 | 264.758 | 321.543 | 0.21424 | 258.004 | 300.738 | 0.21424 | 254.301 | 287.726 | 0 | 531.187 | 530.921 | 131436 | 47.6244 | 131561 | 120447 | 120033 | 120033 | 118352 | 118170 | 1560.19 | 0 | 0 | 295.518 | 0 | 117875 | 950 | 115945 | 115365.6641
6854 | 1989-10-13 13:00 | 563 | 448 | 267 | 20 | 4.1 | -9900 | 40.8848 | 219.119 | 45.4316 | 0 |  | 563 | 317.253 | 277.384 | 0.21424 | 286.788 | 259.344 | 0.21424 | 280.696 | 248.124 | 0 | 518.244 | 517.557 | 128128 | 45.8567 | 128194 | 117974 | 117575 | 117575 | 115929 | 115748 | 1547.48 | 0 | 0 | 290.518 | 0 | 115458 | 950 | 113542 | 112974.3594
6855 | 1989-10-13 14:00 | 293 | 126 | 226 | 19.4 | 4.1 | -9900 | 31.71 | 233.669 | 54.9749 | 0 |  | 293 | 73.1178 | 231.149 | 0.11149 | 57.2172 | 216.08 | 0.11149 | 55.0478 | 206.732 | 0 | 256.544 | 256.422 | 63482.8 | 32.2106 | 62453.5 | 60731.2 | 60548.1 | 60548.1 | 59700.5 | 59650.5 | 1523.49 | 0 | 0 | 73.6157 | 0 | 59576.8 | 950 | 58322 | 58030.3672
6856 | 1989-10-13 15:00 | 165 | 40 | 150 | 19.4 | 3.6 | -9900 | 20.8379 | 244.991 | 66.2794 | 0 |  | 165 | 16.9498 | 152.389 | 0.062787 | 10.5669 | 142.499 | 0.062787 | 9.7245 | 136.334 | 0 | 143.137 | 143.089 | 35424.1 | 26.7131 | 34043.8 | 33812.4 | 33724.7 | 33724.7 | 33252.6 | 33238.6 | 1581.64 | 0 | 0 | 24.4574 | 0 | 33214.2 | 950 | 32360.6 | 32198.7812
6857 | 1989-10-13 16:00 | 68 | 51 | 59 | 18.9 | 2.6 | -9900 | 9 | 254.297 | 78.5524 | 0 |  | 68 | 11.4079 | 61.2141 | 0.025876 | 6.937 | 57.1596 | 0.025876 | 5.3681 | 54.6874 | 0 | 58.8544 | 58.8351 | 14565.9 | 22.047 | 13193.7 | 13338.9 | 13272.9 | 13272.9 | 13087 | 13084.8 | 1537.74 | 0 | 0 | 3.5562 | 0 | 13081.2 | 950 | 12538.5 | 12475.8311
6858 | 1989-10-13 17:00 | 12 | 2 | 12 | 18.3 | 3.1 | -9900 | -3.3637 | 262.554 | 89.5068 | 0 |  | 12 | 0 | 10.9377 | 0.0045664 | 0 | 10.2229 | 0 | 0 | 9.7807 | 0 | 9.5851 | 9.5816 | 2372.06 | 18.801 | 1475.95 | 1498.02 | 1489.21 | 1489.21 | 1468.36 | 1468.33 | 1492.83 | 0 | 0 | 0.044291 | 0 | 1468.28 | 950 | 1394.08 | 1387.1068
6859 | 1989-10-13 18:00 | 0 | 0 | 0 | 17.8 | 2.6 | -9900
6860 | 1989-10-13 19:00 | 0 | 0 | 0 | 17.8 | 3.1 | -9900
6861 | 1989-10-13 20:00 | 0 | 0 | 0 | 18.3 | 3.1 | -9900
6862 | 1989-10-13 21:00 | 0 | 0 | 0 | 17.8 | 2.1 | -9900
6863 | 1989-10-13 22:00 | 0 | 0 | 0 | 18.3 | 2.6 | -9900
6864 | 1989-10-13 23:00 | 0 | 0 | 0 | 17.8 | 3.1 | -9900
6865 | 1989-10-14 | 0 | 0 | 0 | 17.8 | 2.6 | -9900
6866 | 1989-10-14 01:00 | 0 | 0 | 0 | 17.8 | 4.1 | -9900
6867 | 1989-10-14 02:00 | 0 | 0 | 0 | 17.8 | 3.6 | -9900
6868 | 1989-10-14 03:00 | 0 | 0 | 0 | 17.8 | 4.1 | -9900
6869 | 1989-10-14 04:00 | 0 | 0 | 0 | 17.8 | 4.6 | -9900
6870 | 1989-10-14 05:00 | 1 | 0 | 1 | 17.8 | 3.1 | -9900 | -5.4338 | 96.3459 | 90 | 0 |  | 1 | 0 | 1.0844 | 0.00038053 | 0 | 1.0142 | 0 | 0 | 0.9703 | 0 | 0.9509 | 0.95064 | 235.343 | 17.8497 | 18.5064 | 18.4273 | 17.2614 | 17.2614 | 17.0198 | 17.0198 | 1347.05 | 0 | 0 | 4.9619e-06 | 0 | 17.0198 | 950 | 16.1405 | 16.0598
6871 | 1989-10-14 06:00 | 38 | 15 | 36 | 17.8 | 3.1 | -9900 | 6.96 | 104.535 | 83.6659 | 0 |  | 38 | 1.8184 | 36.3755 | 0.01446 | 1.6494 | 33.9776 | 0.01446 | 1.0353 | 32.5079 | 0 | 32.8723 | 32.8603 | 8134.95 | 19.5181 | 6907.61 | 7047.92 | 7014.34 | 7014.34 | 6916.14 | 6915.5 | 1537.86 | 0 | 0 | 1.0241 | 0 | 6914.48 | 950 | 6594.11 | 6561.1357
6872 | 1989-10-14 07:00 | 97 | 9 | 94 | 17.8 | 3.1 | -9900 | 18.8725 | 113.642 | 71.1678 | 0 |  | 97 | 2.9898 | 93.2238 | 0.036911 | 2.8795 | 87.2095 | 0.036911 | 2.5789 | 83.4361 | 0 | 84.2947 | 84.2523 | 20857.5 | 22.2051 | 19430.9 | 19633.3 | 19566.2 | 19566.2 | 19292.2 | 19287.3 | 1548.77 | 0 | 0 | 8.061 | 0 | 19279.2 | 950 | 18570.6 | 18477.791
6873 | 1989-10-14 08:00 | 225 | 6 | 222 | 18.3 | 3.1 | -9900 | 29.8919 | 124.593 | 59.441 | 0 |  | 225 | 3.0567 | 220.956 | 0.085619 | 2.8807 | 206.743 | 0.085619 | 2.7426 | 197.798 | 0 | 196.529 | 196.466 | 48638.6 | 28.5722 | 47396.6 | 46749.4 | 46633.2 | 46633.2 | 45980.4 | 45953.1 | 1568.08 | 0 | 0 | 46.3079 | 0 | 45906.8 | 950 | 44879.1 | 44654.7109
6874 | 1989-10-14 09:00 | 279 | 1 | 278 | 18.3 | 4.1 | -9900 | 39.3424 | 138.552 | 49.1196 | 0 |  | 279 | 1.0313 | 277.243 | 0.10617 | 0.89853 | 259.373 | 0.10617 | 0.87525 | 248.15 | 0 | 244.045 | 243.967 | 60397.2 | 30.4884 | 59318.1 | 58087.9 | 57937.9 | 57937.9 | 57126.8 | 57084.9 | 1571.82 | 0 | 0 | 71.4221 | 0 | 57013.5 | 949.999 | 55793.9 | 55514.9492
6875 | 1989-10-14 10:00 | 329 | 3 | 326 | 19.4 | 4.6 | -9900 | 46.1349 | 156.594 | 41.3283 | 0 |  | 329 | 3.1224 | 325.777 | 0.12519 | 2.7151 | 304.75 | 0.12519 | 2.6707 | 291.564 | 0 | 288.35 | 288.199 | 71347.8 | 33.4743 | 70439.7 | 68207.9 | 68031.3 | 68031.3 | 67078.7 | 67021.7 | 1580.64 | 0 | 0 | 98.9136 | 0 | 66922.8 | 949.999 | 65588.8 | 65260.8555
6876 | 1989-10-14 11:00 | 400 | 101 | 323 | 19.4 | 5.2 | -9900 | 48.8935 | 178.268 | 37.6941 | 0 |  | 400 | 80.8363 | 328.993 | 0.15221 | 74.8567 | 307.719 | 0.15221 | 73.873 | 294.405 | 0 | 360.913 | 360.821 | 89326.4 | 36.5463 | 88724.3 | 84875.1 | 84605.9 | 84605.9 | 83421.4 | 83327.6 | 1534.06 | 0 | 0 | 145.538 | 0 | 83182.1 | 949.999 | 81727.8 | 81319.1562
6877 | 1989-10-14 12:00 | 256 | 6 | 252 | 19.4 | 5.7 | -9900 | 46.8257 | 200.254 | 39.3711 | 0 |  | 256 | 4.2394 | 251.675 | 0.097416 | 4.1253 | 235.381 | 0.097416 | 4.0646 | 225.197 | 0 | 224.676 | 224.583 | 55598.8 | 29.8322 | 54449.8 | 53457 | 53319.3 | 53319.3 | 52572.9 | 52537.8 | 1576.28 | 0 | 0 | 60.8284 | 0 | 52477 | 950 | 51324.1 | 51067.5117
6878 | 1989-10-14 13:00 | 679 | 711 | 212 | 19.4 | 4.6 | -9900 | 40.5402 | 218.92 | 45.7717 | 0 |  | 679 | 500.997 | 221.883 | 0.25838 | 453.251 | 207.449 | 0.25838 | 443.428 | 198.474 | 0 | 629.064 | 628.383 | 155565 | 50.0873 | 156007 | 140660 | 140111 | 140111 | 138140 | 137863 | 1517.48 | 0 | 0 | 388.039 | 0 | 137475 | 950 | 135097 | 134421.2969
6879 | 1989-10-14 14:00 | 269 | 39 | 249 | 19.4 | 4.6 | -9900 | 31.3997 | 233.42 | 55.2758 | 0 |  | 269 | 21.8543 | 254.655 | 0.10236 | 17.134 | 238.123 | 0.10236 | 16.4732 | 227.821 | 0 | 239.408 | 239.347 | 59254.3 | 31.0886 | 58158.3 | 56823.2 | 56678.8 | 56678.8 | 55885.3 | 55846.2 | 1592.5 | 0 | 0 | 69.6894 | 0 | 55776.5 | 950 | 54569.8 | 54296.9609
6880 | 1989-10-14 15:00 | 128 | 3 | 127 | 18.9 | 3.6 | -9900 | 20.5567 | 244.724 | 66.5479 | 0 |  | 128 | 1.1325 | 127.202 | 0.048708 | 0.70181 | 118.932 | 0.048708 | 0.64479 | 113.786 | 0 | 112.142 | 112.095 | 27750.5 | 24.629 | 26323.9 | 26356 | 26274.2 | 26274.2 | 25906.3 | 25897.7 | 1570 | 0 | 0 | 14.7675 | 0 | 25882.9 | 950 | 25063 | 24937.6523
6881 | 1989-10-14 16:00 | 44 | 2 | 43 | 18.3 | 3.6 | -9900 | 8.7397 | 254.022 | 78.7978 | 0 |  | 44 | 1.2774 | 42.8699 | 0.016743 | 0.77323 | 40.0845 | 0.016743 | 0.59321 | 38.3504 | 0 | 38.1647 | 38.1565 | 9446.19 | 20.2501 | 8177.7 | 8322.86 | 8283.17 | 8283.17 | 8167.21 | 8166.34 | 1552.56 | 0 | 0 | 1.4327 | 0 | 8164.9 | 950 | 7794.57 | 7755.5942
6882 | 1989-10-14 17:00 | 3 | 0 | 3 | 18.3 | 2.1 | -9900 | -3.6116 | 262.271 | 89.6105 | 0 |  | 3 | 0 | 3.1356 | 0.0011416 | 0 | 2.9334 | 0 | 0 | 2.8065 | 0 | 2.7504 | 2.7488 | 680.504 | 18.4504 | 153.574 | 152.972 | 152.913 | 152.913 | 150.772 | 150.771 | 1453.51 | 0 | 0 | 0.00044903 | 0 | 150.771 | 950 | 142.998 | 142.2829
6883 | 1989-10-14 18:00 | 0 | 0 | 0 | 18.3 | 2.1 | -9900
6884 | 1989-10-14 19:00 | 0 | 0 | 0 | 18.3 | 2.1 | -9900
6885 | 1989-10-14 20:00 | 0 | 0 | 0 | 18.3 | 2.6 | -9900
6886 | 1989-10-14 21:00 | 0 | 0 | 0 | 17.8 | 1.5 | -9900
6887 | 1989-10-14 22:00 | 0 | 0 | 0 | 17.8 | 3.1 | -9900
6888 | 1989-10-14 23:00 | 0 | 0 | 0 | 18.3 | 2.1 | -9900
6889 | 1989-10-15 | 0 | 0 | 0 | 17.8 | 3.1 | -9900
6890 | 1989-10-15 01:00 | 0 | 0 | 0 | 17.8 | 2.1 | -9900
6891 | 1989-10-15 02:00 | 0 | 0 | 0 | 18.3 | 2.6 | -9900
6892 | 1989-10-15 03:00 | 0 | 0 | 0 | 17.8 | 1.5 | -9900
6893 | 1989-10-15 04:00 | 0 | 0 | 0 | 17.8 | 3.1 | -9900
6894 | 1989-10-15 05:00 | 0 | 0 | 0 | 17.8 | 1.5 | -9900
6895 | 1989-10-15 06:00 | 47 | 44 | 41 | 17.8 | 2.6 | -9900 | 6.795 | 104.873 | 83.8077 | 0 |  | 47 | 5.4623 | 40.4836 | 0.017885 | 4.9771 | 37.9533 | 0.017885 | 3.0791 | 36.3104 | 0 | 38.6017 | 38.567 | 9547.43 | 19.8629 | 8279.66 | 8436.39 | 8392.9 | 8392.9 | 8275.4 | 8274.42 | 1534.63 | 0 | 0 | 1.5109 | 0 | 8272.91 | 950 | 7899.95 | 7860.4463
6896 | 1989-10-15 07:00 | 187 | 175 | 130 | 18.3 | 2.1 | -9900 | 18.683 | 113.983 | 71.3336 | 0 |  | 187 | 56.8745 | 129.79 | 0.071159 | 54.7441 | 121.549 | 0.071159 | 48.9576 | 116.289 | 0 | 161.942 | 161.79 | 40051.3 | 27.1529 | 38716.1 | 38376.2 | 38197 | 38197 | 37662.3 | 37643 | 1544.51 | 0 | 0 | 31.0255 | 0 | 37612 | 950 | 36720.7 | 36537.0742
6897 | 1989-10-15 08:00 | 168 | 7 | 164 | 19.4 | 2.1 | -9900 | 29.6657 | 124.936 | 59.6435 | 0 |  | 168 | 4.0792 | 162.986 | 0.063929 | 3.8383 | 152.473 | 0.063929 | 3.652 | 145.876 | 0 | 146.537 | 146.453 | 36256.3 | 27.4137 | 34881.2 | 34554.9 | 34458.2 | 34458.2 | 33975.8 | 33960.7 | 1555.52 | 0 | 0 | 25.1324 | 0 | 33935.6 | 950 | 33072 | 32906.6328
6898 | 1989-10-15 09:00 | 351 | 89 | 294 | 20 | 4.1 | -9900 | 39.067 | 138.879 | 49.3736 | 0 |  | 351 | 58.8264 | 299.097 | 0.13357 | 50.9271 | 279.807 | 0.13357 | 49.5899 | 267.7 | 0 | 310.944 | 310.793 | 76939.3 | 35.5269 | 76126.2 | 73094.1 | 72878.8 | 72878.8 | 71858.5 | 71788.6 | 1537.84 | 0 | 0 | 110.69 | 0 | 71677.9 | 949.999 | 70308.6 | 69957.0391
6899 | 1989-10-15 10:00 | 544 | 346 | 294 | 20 | 4.6 | -9900 | 45.8049 | 156.848 | 41.644 | 0 |  | 544 | 260.382 | 299.856 | 0.20701 | 226.42 | 280.619 | 0.20701 | 222.649 | 268.476 | 0 | 481.302 | 481.036 | 119086 | 43.4916 | 119004 | 110404 | 110029 | 110029 | 108488 | 108309 | 1464.91 | 0 | 0 | 227.126 | 0 | 108082 | 950 | 106275 | 105743.5391
6900 | 1989-10-15 11:00 | 649 | 425 | 328 | 20 | 4.6 | -9900 | 48.525 | 178.365 | 38.0581 | 0 |  | 649 | 337.232 | 335.945 | 0.24696 | 312.289 | 314.303 | 0.24696 | 308.087 | 300.704 | 0 | 596.615 | 595.799 | 147494 | 49.0961 | 147848 | 134229 | 133586 | 133586 | 131714 | 131467 | 1502.95 | 0 | 0 | 342.5 | 0 | 131125 | 950 | 128941 | 128296.4531
6901 | 1989-10-15 12:00 | 627 | 485 | 272 | 21.1 | 5.2 | -9900 | 46.4561 | 200.172 | 39.7399 | 0 |  | 627 | 376.539 | 282.243 | 0.23859 | 366.4 | 263.985 | 0.23859 | 360.89 | 252.563 | 0 | 601.185 | 600.803 | 148732 | 49.6503 | 149117 | 135333 | 134962 | 134962 | 133072 | 132834 | 1541.62 | 0 | 0 | 360.32 | 0 | 132473 | 950 | 130271 | 129619.5547
6902 | 1989-10-15 13:00 | 617 | 757 | 123 | 20.6 | 4.6 | -9900 | 40.1981 | 218.722 | 46.1093 | 0 |  | 617 | 530.46 | 130.059 | 0.23479 | 480.032 | 121.595 | 0.23479 | 469.418 | 116.334 | 0 | 574.038 | 573.332 | 141935 | 48.5989 | 142218 | 128847 | 128200 | 128200 | 126311 | 126076 | 1511.15 | 0 | 0 | 307.888 | 0 | 125768 | 950 | 123641 | 123022.6172
6903 | 1989-10-15 14:00 | 420 | 539 | 138 | 20.6 | 5.7 | -9900 | 31.092 | 233.172 | 55.5744 | 0 |  | 420 | 308.546 | 146.202 | 0.15982 | 242.208 | 136.622 | 0.15982 | 232.705 | 130.712 | 0 | 356.148 | 356.221 | 88198 | 37.1469 | 87618 | 83089.3 | 82763.2 | 82763.2 | 81299.6 | 81164.1 | 1400.34 | 0 | 0 | -160.796 | 0 | 81324.9 | 949.999 | 79904.4 | 79504.9141
6904 | 1989-10-15 15:00 | 273 | 538 | 83 | 20 | 4.6 | -9900 | 20.2783 | 244.458 | 66.8139 | 0 |  | 273 | 215.678 | 89.1412 | 0.10389 | 132.897 | 83.2372 | 0.10389 | 121.895 | 79.6371 | 0 | 197.501 | 197.01 | 48775.4 | 29.6211 | 47625.1 | 46428.1 | 46183.8 | 46183.8 | 45537.2 | 45503 | 1517.29 | 0 | 0 | 47.536 | 0 | 45455.5 | 950 | 44422.3 | 44200.1914
6905 | 1989-10-15 16:00 | 89 | 285 | 45 | 18.3 | 3.6 | -9900 | 8.4822 | 253.749 | 79.0403 | 0 |  | 89 | 56.6607 | 49.0049 | 0.033867 | 33.8649 | 45.6946 | 0.033867 | 25.7379 | 43.7189 | 0 | 68.0676 | 67.8866 | 16808.5 | 21.7696 | 15434 | 15598.4 | 15417.2 | 15417.2 | 15173.1 | 15169.6 | 1490.42 | 0 | 0 | 4.3856 | 0 | 15165.2 | 945.833 | 14580.3 | 14507.3789
6906 | 1989-10-15 17:00 | 7 | 5 | 6 | 17.8 | 2.6 | -9900 | -3.8563 | 261.988 | 89.7129 | 0 |  | 7 | 0.057594 | 5.7069 | 0.0026637 | 0 | 5.3363 | 0 | 0 | 5.1054 | 0 | 5.0033 | 5.0013 | 1238.13 | 18.0675 | 500.638 | 499.841 | 494.715 | 494.715 | 487.789 | 487.785 | 1424.86 | 0 | 0 | 0.0044946 | 0 | 487.781 | 950 | 462.761 | 460.4468
6907 | 1989-10-15 18:00 | 0 | 0 | 0 | 17.8 | 2.6 | -9900
6908 | 1989-10-15 19:00 | 0 | 0 | 0 | 17.8 | 1.5 | -9900
6909 | 1989-10-15 20:00 | 0 | 0 | 0 | 17.8 | 2.1 | -9900
6910 | 1989-10-15 21:00 | 0 | 0 | 0 | 17.2 | 2.1 | -9900
6911 | 1989-10-15 22:00 | 0 | 0 | 0 | 17.2 | 2.1 | -9900
6912 | 1989-10-15 23:00 | 0 | 0 | 0 | 16.7 | 3.1 | -9900
6913 | 1989-10-16 | 0 | 0 | 0 | 16.7 | 3.1 | -9900
6914 | 1989-10-16 01:00 | 0 | 0 | 0 | 17.8 | 4.1 | -9900
6915 | 1989-10-16 02:00 | 0 | 0 | 0 | 17.8 | 3.1 | -9900
6916 | 1989-10-16 03:00 | 0 | 0 | 0 | 17.8 | 2.6 | -9900
6917 | 1989-10-16 04:00 | 0 | 0 | 0 | 17.2 | 2.1 | -9900
6918 | 1989-10-16 05:00 | 0 | 0 | 0 | 17.2 | 2.6 | -9900
6919 | 1989-10-16 06:00 | 30 | 4 | 30 | 17.8 | 2.1 | -9900 | 6.629 | 105.209 | 83.9508 | 0 |  | 30 | 0 | 29.7212 | 0.011416 | 0 | 27.7996 | 0.011416 | 0 | 26.5968 | 0 | 26.0649 | 26.0499 | 6448.95 | 19.2254 | 5287.5 | 5398.24 | 5368.9 | 5368.9 | 5293.73 | 5293.35 | 1521.32 | 0 | 0 | 0.59535 | 0 | 5292.76 | 950 | 5040.92 | 5015.7144
6920 | 1989-10-16 07:00 | 109 | 8 | 107 | 17.8 | 3.1 | -9900 | 18.4923 | 114.32 | 71.5009 | 0 |  | 109 | 1.998 | 106.149 | 0.041478 | 1.9221 | 99.3147 | 0.041478 | 1.7163 | 95.0175 | 0 | 94.7991 | 94.7628 | 23459.7 | 22.7547 | 22027.7 | 22210.7 | 22139.9 | 22139.9 | 21829.9 | 21823.8 | 1577.8 | 0 | 0 | 10.5404 | 0 | 21813.3 | 950 | 21054.6 | 20949.3262
6921 | 1989-10-16 08:00 | 379 | 429 | 166 | 19.4 | 2.6 | -9900 | 29.4384 | 125.275 | 59.8475 | 0 |  | 379 | 217.412 | 168.82 | 0.14422 | 204.344 | 158.135 | 0.14422 | 194.307 | 151.291 | 0 | 338.686 | 338.202 | 83724.6 | 37.4897 | 83037.1 | 79005.8 | 78723.2 | 78723.2 | 77621.1 | 77535.4 | 1515.99 | 0 | 0 | 129.068 | 0 | 77406.3 | 949.999 | 76014.9 | 75634.7812
6922 | 1989-10-16 09:00 | 268 | 2 | 267 | 19.4 | 4.6 | -9900 | 38.791 | 139.2 | 49.6286 | 0 |  | 268 | 1.0328 | 266.248 | 0.10198 | 0.89256 | 249.084 | 0.10198 | 0.86877 | 238.306 | 0 | 234.392 | 234.343 | 58015.1 | 30.8442 | 56901.1 | 55645.4 | 55506.5 | 55506.5 | 54729.4 | 54691.1 | 1567.95 | 0 | 0 | 65.5381 | 0 | 54625.5 | 950 | 53436.1 | 53168.8867
6923 | 1989-10-16 10:00 | 667 | 644 | 204 | 21.1 | 4.1 | -9900 | 45.4755 | 157.094 | 41.9596 | 0 |  | 667 | 482.567 | 211.48 | 0.25381 | 419.636 | 197.962 | 0.25381 | 412.51 | 189.395 | 0 | 589.867 | 589.329 | 145892 | 50.5424 | 146203 | 131021 | 130503 | 130503 | 128559 | 128288 | 1445.62 | 0 | 0 | 187.392 | 0 | 128101 | 950 | 125920 | 125290.1797
6924 | 1989-10-16 11:00 | 730 | 847 | 94 | 21.1 | 4.6 | -9900 | 48.1584 | 178.457 | 38.4204 | 0 |  | 730 | 668.635 | 97.8989 | 0.27779 | 619.185 | 91.5961 | 0.27779 | 610.659 | 87.6328 | 0 | 684.326 | 683.905 | 169304 | 54.4988 | 169898 | 149927 | 148893 | 148893 | 146808 | 146468 | 1454.47 | 0 | 0 | 390.645 | 0 | 146078 | 950 | 143603 | 142884.6094
6925 | 1989-10-16 12:00 | 704 | 834 | 98 | 21.7 | 6.2 | -9900 | 46.089 | 200.088 | 40.1062 | 0 |  | 704 | 643.268 | 102.453 | 0.26789 | 625.949 | 95.8247 | 0.26789 | 616.318 | 91.6787 | 0 | 693.837 | 693.327 | 171638 | 53.1816 | 172291 | 153894 | 153408 | 153408 | 151260 | 150928 | 1519.13 | 0 | 0 | 441.129 | 0 | 150487 | 950 | 147933 | 147193.125
6926 | 1989-10-16 13:00 | 581 | 698 | 130 | 21.1 | 6.7 | -9900 | 39.8588 | 218.525 | 46.4442 | 0 |  | 581 | 484.742 | 138.085 | 0.22109 | 438.663 | 129.094 | 0.22109 | 428.77 | 123.509 | 0 | 541.234 | 540.512 | 133808 | 45.0907 | 133974 | 123325 | 122812 | 122812 | 120972 | 120757 | 1509.35 | 0 | 0 | 279.068 | 0 | 120478 | 950 | 118461 | 117869.1641
6927 | 1989-10-16 14:00 | 491 | 794 | 80 | 20.6 | 6.2 | -9900 | 30.787 | 232.925 | 55.8703 | 0 |  | 491 | 450.277 | 85.7083 | 0.18684 | 353.691 | 80.0869 | 0.18684 | 339.575 | 76.6226 | 0 | 407.874 | 407.731 | 100954 | 39.1136 | 100643 | 94178.8 | 93686 | 93686 | 89903.6 | 89728.6 | 1424.44 | 0 | 0 | -1208.34 | 0 | 90936.9 | 950 | 89343.5 | 88896.75
6928 | 1989-10-16 15:00 | 277 | 492 | 106 | 20 | 5.2 | -9900 | 20.0026 | 244.193 | 67.0771 | 0 |  | 277 | 194.563 | 112.032 | 0.10541 | 119.305 | 104.637 | 0.10541 | 109.243 | 100.111 | 0 | 205.167 | 204.817 | 50708.1 | 29.733 | 49557.2 | 48369.7 | 48162.2 | 48162.2 | 47487.9 | 47453.8 | 1554.48 | 0 | 0 | 51.4874 | 0 | 47402.3 | 950 | 46325.8 | 46094.1641
6929 | 1989-10-16 16:00 | 95 | 390 | 36 | 18.9 | 4.6 | -9900 | 8.2278 | 253.475 | 79.28 | 0 |  | 95 | 76.6179 | 40.1888 | 0.03615 | 45.3707 | 37.4519 | 0.03615 | 34.1835 | 35.8328 | 0 | 68.616 | 68.4913 | 16959 | 22.2448 | 15604 | 15725.5 | 15502.4 | 15502.4 | 15222.6 | 15218.9 | 1462.91 | 0 | 0 | 4.526 | 0 | 15214.4 | 944.872 | 14642.7 | 14569.4678
6930 | 1989-10-16 17:00 | 7 | 15 | 5 | 18.3 | 3.1 | -9900 | -4.0976 | 261.706 | 89.8056 | 0 |  | 7 | 0.078009 | 4.4923 | 0.0026637 | 0 | 4.2 | 0 | 0 | 4.0183 | 0 | 3.938 | 3.9367 | 974.57 | 18.5058 | 313.235 | 312.047 | 310.424 | 310.424 | 306.078 | 306.077 | 1433.41 | 0 | 0 | 0.0018131 | 0 | 306.075 | 950 | 290.332 | 288.8803
6931 | 1989-10-16 18:00 | 0 | 0 | 0 | 18.3 | 3.1 | -9900
6932 | 1989-10-16 19:00 | 0 | 0 | 0 | 17.8 | 2.6 | -9900
6933 | 1989-10-16 20:00 | 0 | 0 | 0 | 17.8 | 2.6 | -9900
6934 | 1989-10-16 21:00 | 0 | 0 | 0 | 17.2 | 2.1 | -9900
6935 | 1989-10-16 22:00 | 0 | 0 | 0 | 16.7 | 1.5 | -9900
6936 | 1989-10-16 23:00 | 0 | 0 | 0 | 16.7 | 1.5 | -9900
6937 | 1989-10-17 | 0 | 0 | 0 | 15.6 | 2.1 | -9900
6938 | 1989-10-17 01:00 | 0 | 0 | 0 | 16.1 | 1.5 | -9900
6939 | 1989-10-17 02:00 | 0 | 0 | 0 | 15 | 2.1 | -9900
6940 | 1989-10-17 03:00 | 0 | 0 | 0 | 15 | 2.1 | -9900
6941 | 1989-10-17 04:00 | 0 | 0 | 0 | 13.9 | 2.1 | -9900
6942 | 1989-10-17 05:00 | 3 | 11 | 1 | 13.9 | 2.6 | -9900 | -5.8896 | 97.3703 | 90 | 0 |  | 3 | 0 | 0.62399 | 0.0011416 | 0 | 0.58358 | 0 | 0 | 0.55833 | 0 | 0.54716 | 0.5469 | 135.395 | 13.9293 | 6.1355 | 6.0948 | 0.26631 | 0.26631 | 0.25815 | 0.25815 | 311.304 | 0 | 0 | 0 | 0.23602 | 0.022136 | 968.439 | 0.021281 | 0.021175
6943 | 1989-10-17 06:00 | 27 | 1 | 27 | 14.4 | 3.1 | -9900 | 6.4619 | 105.541 | 84.0951 | 0 |  | 27 | 0 | 26.7662 | 0.010274 | 0 | 25.0314 | 0.010274 | 0 | 23.9485 | 0 | 23.4695 | 23.4645 | 5808.9 | 15.6268 | 4677.17 | 4833.25 | 4802.31 | 4802.31 | 4735.08 | 4734.78 | 1543.45 | 0 | 0 | 0.48019 | 0 | 4734.3 | 950 | 4507 | 4484.4663
6944 | 1989-10-17 07:00 | 142 | 6 | 140 | 15 | 2.6 | -9900 | 18.3003 | 114.653 | 71.6696 | 0 |  | 142 | 2.0005 | 138.977 | 0.054035 | 1.9233 | 130.072 | 0.054035 | 1.7148 | 124.443 | 0 | 123.635 | 123.59 | 30596.3 | 21.6106 | 29182.6 | 29546.1 | 29452.9 | 29452.9 | 29040.6 | 29029.6 | 1566.42 | 0 | 0 | 18.4694 | 0 | 29011.1 | 950 | 28164.4 | 28023.584
6945 | 1989-10-17 08:00 | 226 | 8 | 222 | 17.2 | 3.1 | -9900 | 29.21 | 125.608 | 60.0529 | 0 |  | 226 | 4.0865 | 221.046 | 0.086 | 3.8348 | 206.832 | 0.086 | 3.6442 | 197.883 | 0 | 197.496 | 197.422 | 48874.1 | 27.5222 | 47635.2 | 47170.5 | 47044.3 | 47044.3 | 46385.7 | 46357.5 | 1554.54 | 0 | 0 | 46.7443 | 0 | 46310.8 | 950 | 45275.1 | 45048.7344
6946 | 1989-10-17 09:00 | 637 | 916 | 62 | 20.6 | 3.6 | -9900 | 38.5146 | 139.513 | 49.8845 | 0 |  | 637 | 594.325 | 64.3544 | 0.2424 | 512.835 | 60.2525 | 0.2424 | 498.969 | 57.6451 | 0 | 545.481 | 545 | 134908 | 48.4543 | 135122 | 121470 | 120795 | 120795 | 113994 | 113763 | 1475.83 | 0 | 0 | -52.6297 | 0 | 113815 | 943.875 | 111847 | 111288.0234
6947 | 1989-10-17 10:00 | 735 | 930 | 71 | 21.7 | 4.1 | -9900 | 45.1467 | 157.333 | 42.2749 | 0 |  | 735 | 692.55 | 73.8905 | 0.27969 | 597.498 | 69.1568 | 0.27969 | 587.165 | 66.1642 | 0 | 640.263 | 640.162 | 158486 | 53.6819 | 158943 | 139374 | 138557 | 138557 | 131352 | 131048 | 1441.49 | 0 | 0 | -1709.14 | 0 | 132757 | 949.996 | 130404 | 129751.9375
6948 | 1989-10-17 11:00 | 780 | 947 | 73 | 22.8 | 4.1 | -9900 | 47.7939 | 178.544 | 38.7809 | 0 |  | 780 | 743.807 | 76.2587 | 0.29681 | 688.804 | 71.3495 | 0.29681 | 679.099 | 68.2623 | 0 | 732.414 | 731.587 | 181107 | 59.3494 | 181776 | 156807 | 155708 | 155708 | 153472 | 153105 | 1473.7 | 0 | 0 | 374.826 | 0 | 152730 | 950 | 150115 | 149364.9062
6949 | 1989-10-17 12:00 | 748 | 938 | 71 | 22.8 | 4.1 | -9900 | 45.7247 | 200.004 | 40.4698 | 0 |  | 748 | 719.197 | 74.523 | 0.28464 | 699.834 | 69.7021 | 0.28464 | 688.819 | 66.6864 | 0 | 740.396 | 739.79 | 183141 | 59.7592 | 183883 | 159545 | 159045 | 159045 | 156818 | 156470 | 1527.88 | 0 | 0 | 480.51 | 0 | 155989 | 950 | 153315 | 152548.6719
6950 | 1989-10-17 13:00 | 652 | 913 | 65 | 20.6 | 6.2 | -9900 | 39.5223 | 218.328 | 46.7764 | 0 |  | 652 | 631.515 | 68.6275 | 0.24811 | 571.334 | 64.1652 | 0.24811 | 558.195 | 61.3893 | 0 | 607.192 | 606.276 | 150087 | 48.1289 | 150489 | 136356 | 135724 | 135724 | 133470 | 133199 | 1508.89 | 0 | 0 | 360.345 | 0 | 132839 | 950 | 130561 | 129907.9141
6951 | 1989-10-17 14:00 | 469 | 734 | 92 | 19.4 | 5.2 | -9900 | 30.4849 | 232.679 | 56.1635 | 0 |  | 469 | 413.573 | 98.1951 | 0.17847 | 325.88 | 91.7591 | 0.17847 | 312.655 | 87.7898 | 0 | 392.436 | 392.386 | 97154.5 | 38.0463 | 96764.2 | 91037.9 | 90383.3 | 90383.3 | 87588 | 87424.8 | 1418.37 | 0 | 0 | -526.585 | 0 | 87951.4 | 950 | 86408.9 | 85976.8594
6952 | 1989-10-17 15:00 | 139 | 2 | 139 | 18.9 | 3.1 | -9900 | 19.7299 | 243.929 | 67.3375 | 0 |  | 139 | 0 | 139.72 | 0.052894 | 0 | 130.623 | 0.052894 | 0 | 124.972 | 0 | 122.473 | 122.415 | 30305.2 | 25.3004 | 28889 | 28850.9 | 28761.5 | 28761.5 | 28358.9 | 28348.6 | 1566.69 | 0 | 0 | 17.5433 | 0 | 28331.1 | 950 | 27486.1 | 27348.6758
6953 | 1989-10-17 16:00 | 59 | 11 | 57 | 18.3 | 3.1 | -9900 | 7.9765 | 253.203 | 79.5166 | 0 |  | 59 | 2.6201 | 57.7841 | 0.022451 | 1.5405 | 53.9956 | 0.022451 | 1.149 | 51.6599 | 0 | 51.7526 | 51.7248 | 12805.4 | 21.0044 | 11459.1 | 11631.7 | 11584.1 | 11584.1 | 11421.9 | 11420.3 | 1570.9 | 0 | 0 | 2.8401 | 0 | 11417.4 | 950 | 10928.2 | 10873.5732
6954 | 1989-10-17 17:00 | 3 | 0 | 3 | 17.8 | 2.6 | -9900 | -4.3356 | 261.424 | 89.8894 | 0 |  | 3 | 0 | 3.1481 | 0.0011416 | 0 | 2.9444 | 0 | 0 | 2.8171 | 0 | 2.7607 | 2.7597 | 683.206 | 17.9476 | 154.826 | 154.172 | 154.11 | 154.11 | 151.952 | 151.952 | 1388.73 | 0 | 0 | 0.00042242 | 0 | 151.951 | 950 | 144.117 | 143.3968
6955 | 1989-10-17 18:00 | 0 | 0 | 0 | 17.8 | 3.1 | -9900
6956 | 1989-10-17 19:00 | 0 | 0 | 0 | 17.8 | 3.1 | -9900
6957 | 1989-10-17 20:00 | 0 | 0 | 0 | 17.2 | 3.1 | -9900
6958 | 1989-10-17 21:00 | 0 | 0 | 0 | 17.2 | 3.1 | -9900
6959 | 1989-10-17 22:00 | 0 | 0 | 0 | 17.2 | 3.1 | -9900
6960 | 1989-10-17 23:00 | 0 | 0 | 0 | 16.7 | 2.6 | -9900
6961 | 1989-10-18 | 0 | 0 | 0 | 16.7 | 3.6 | -9900
6962 | 1989-10-18 01:00 | 0 | 0 | 0 | 16.1 | 2.6 | -9900
6963 | 1989-10-18 02:00 | 0 | 0 | 0 | 15.6 | 3.1 | -9900
6964 | 1989-10-18 03:00 | 0 | 0 | 0 | 15 | 2.6 | -9900
6965 | 1989-10-18 04:00 | 0 | 0 | 0 | 13.9 | 2.1 | -9900
6966 | 1989-10-18 05:00 | 1 | 1 | 0 | 13.9 | 1.5 | -9900 | -6.0431 | 97.7057 | 90 | 0 |  | 1 | 0 | 0 | 0.00038053 | 0 | 0 | 0 | 0 | 0 | 0 | 0 | 0 | 0 | 13.9 | 0 | 0 | 0 | 0 | 0 | 0 | 790 | 0 | 0 | 0 | 0 | 0 | 790 | 0 | 0
6967 | 1989-10-18 06:00 | 55 | 177 | 34 | 13.9 | 2.1 | -9900 | 6.2938 | 105.869 | 84.2407 | 0 |  | 55 | 19.1959 | 33.5743 | 0.020929 | 17.6817 | 31.5734 | 0.020929 | 10.3737 | 30.2057 | 0 | 39.7679 | 39.7599 | 9841.78 | 16.0756 | 8585.73 | 8859.18 | 8783.15 | 8783.15 | 8660.18 | 8658.77 | 1485.93 | 0 | 0 | 1.7322 | 0 | 8657.03 | 950 | 8275.59 | 8234.209
6968 | 1989-10-18 07:00 | 259 | 633 | 58 | 17.8 | 3.1 | -9900 | 18.1073 | 114.982 | 71.8398 | 0 |  | 259 | 201.296 | 59.3703 | 0.098557 | 193.417 | 55.6775 | 0.098557 | 172.177 | 53.2672 | 0 | 220.936 | 220.733 | 54639.6 | 29.341 | 53503.9 | 52504.6 | 52044.9 | 52044.9 | 51316.1 | 51275.6 | 1483.92 | 0 | 0 | 56.2518 | 0 | 51219.4 | 950 | 50084.8 | 49834.3477
6969 | 1989-10-18 08:00 | 459 | 773 | 80 | 18.9 | 4.6 | -9900 | 28.9807 | 125.936 | 60.2597 | 0 |  | 459 | 387.551 | 82.6784 | 0.17466 | 363.191 | 77.4736 | 0.17466 | 344.913 | 74.1203 | 0 | 410.652 | 410.422 | 101600 | 38.9431 | 101244 | 95587.5 | 95174.4 | 95174.4 | 93841.7 | 93705.1 | 1467.59 | 0 | 0 | 182.236 | 0 | 93522.9 | 949.999 | 91967.8 | 91507.9141
6970 | 1989-10-18 09:00 | 620 | 838 | 95 | 23.3 | 4.1 | -9900 | 38.2378 | 139.82 | 50.1413 | 0 |  | 620 | 543.059 | 98.8747 | 0.23593 | 466.431 | 92.6033 | 0.23593 | 453.639 | 88.5955 | 0 | 531.39 | 531.017 | 131452 | 49.8291 | 131597 | 117820 | 117424 | 117424 | 112154 | 111935 | 1465.19 | 0 | 0 | -121.775 | 0 | 112057 | 945.829 | 110121 | 109570.0078
6971 | 1989-10-18 10:00 | 720 | 867 | 104 | 25 | 4.6 | -9900 | 44.8188 | 157.565 | 42.5898 | 0 |  | 720 | 642.941 | 107.795 | 0.27398 | 554.714 | 100.888 | 0.27398 | 544.934 | 96.5224 | 0 | 628.627 | 628.004 | 155478 | 55.6688 | 155897 | 135872 | 135108 | 135108 | 129556 | 129267 | 1439.41 | 0 | 0 | -3085.51 | 0 | 132352 | 950 | 130049 | 129398.3828
6972 | 1989-10-18 11:00 | 765 | 885 | 107 | 23.9 | 7.2 | -9900 | 47.4315 | 178.626 | 39.1394 | 0 |  | 765 | 692.751 | 111.322 | 0.29111 | 640.562 | 104.155 | 0.29111 | 631.33 | 99.648 | 0 | 716.358 | 715.795 | 177199 | 54.956 | 177839 | 156765 | 155514 | 155514 | 153330 | 152964 | 1463.18 | 0 | 0 | 422.276 | 0 | 152542 | 950 | 149931 | 149181.7969
6973 | 1989-10-18 12:00 | 736 | 878 | 105 | 26.7 | 5.2 | -9900 | 45.3632 | 199.917 | 40.8305 | 0 |  | 736 | 670.856 | 109.735 | 0.28007 | 652.795 | 102.637 | 0.28007 | 642.288 | 98.1961 | 0 | 725.675 | 725.143 | 179514 | 61.159 | 180230 | 155486 | 155032 | 155032 | 152861 | 152539 | 1547.09 | 0 | 0 | 464.745 | 0 | 152074 | 950 | 149485 | 148737.9844
6974 | 1989-10-18 13:00 | 639 | 850 | 97 | 25 | 6.2 | -9900 | 39.1888 | 218.132 | 47.1057 | 0 |  | 639 | 583.657 | 103.282 | 0.24316 | 528.319 | 96.5584 | 0.24316 | 515.932 | 92.3811 | 0 | 596.147 | 595.689 | 147471 | 52.0481 | 147830 | 131934 | 131336 | 131336 | 129164 | 128915 | 1511.42 | 0 | 0 | 329.183 | 0 | 128586 | 950 | 126399 | 125766.7031
6975 | 1989-10-18 14:00 | 480 | 773 | 86 | 25 | 4.1 | -9900 | 30.1857 | 232.434 | 56.4538 | 0 |  | 480 | 432.796 | 92.0073 | 0.18265 | 340.924 | 85.9751 | 0.18265 | 326.853 | 82.256 | 0 | 400.927 | 400.745 | 99220.9 | 45.0209 | 98872.4 | 90307.8 | 89587.5 | 89587.5 | 86406.4 | 86245.2 | 1413.71 | 0 | 0 | -846.931 | 0 | 87092.1 | 950 | 85559.6 | 85131.7969
6976 | 1989-10-18 15:00 | 266 | 588 | 66 | 26.1 | 5.2 | -9900 | 19.4602 | 243.667 | 67.595 | 0 |  | 266 | 228.645 | 71.5533 | 0.10122 | 139.127 | 66.8041 | 0.10122 | 126.957 | 63.9149 | 0 | 187.055 | 187.003 | 46298.8 | 34.9864 | 45147.5 | 43049.4 | 42831.6 | 42831.6 | 42231.9 | 42202.5 | 1552.6 | 0 | 0 | 42.0188 | 0 | 42160.5 | 950 | 41178.6 | 40972.7305
6977 | 1989-10-18 16:00 | 81 | 309 | 37 | 23.3 | 3.6 | -9900 | 7.7285 | 252.931 | 79.75 | 0 |  | 81 | 58.1696 | 41.2839 | 0.030823 | 33.8316 | 38.4744 | 0.030823 | 24.9563 | 36.8111 | 0 | 60.532 | 60.4706 | 14973.2 | 26.3906 | 13625.2 | 13527.2 | 13350.6 | 13350.6 | 13143.9 | 13141.3 | 1474.27 | 0 | 0 | 3.3061 | 0 | 13138 | 945.807 | 12613.2 | 12550.1641
6978 | 1989-10-18 17:00 | 4 | 8 | 2 | 20.6 | 2.1 | -9900 | -4.5701 | 261.142 | 89.9683 | 0 |  | 4 | 0.01273 | 1.2956 | 0.0015221 | 0 | 1.2117 | 0 | 0 | 1.1593 | 0 | 1.1361 | 1.1353 | 281.05 | 20.6621 | 26.3577 | 26.2892 | 25.9231 | 25.9231 | 25.5601 | 25.5601 | 1380.05 | 0 | 0 | 1.1554e-05 | 0 | 25.5601 | 950 | 24.2398 | 24.1186
6979 | 1989-10-18 18:00 | 0 | 0 | 0 | 20.6 | 2.6 | -9900
6980 | 1989-10-18 19:00 | 0 | 0 | 0 | 18.9 | 3.1 | -9900
6981 | 1989-10-18 20:00 | 0 | 0 | 0 | 16.7 | 2.1 | -9900
6982 | 1989-10-18 21:00 | 0 | 0 | 0 | 16.1 | 1.5 | -9900
6983 | 1989-10-18 22:00 | 0 | 0 | 0 | 16.1 | 1.5 | -9900
6984 | 1989-10-18 23:00 | 0 | 0 | 0 | 15.6 | 2.6 | -9900
6985 | 1989-10-19 | 0 | 0 | 0 | 15 | 2.1 | -9900
6986 | 1989-10-19 01:00 | 0 | 0 | 0 | 15 | 3.6 | -9900
6987 | 1989-10-19 02:00 | 0 | 0 | 0 | 15 | 3.1 | -9900
6988 | 1989-10-19 03:00 | 0 | 0 | 0 | 14.4 | 2.1 | -9900
6989 | 1989-10-19 04:00 | 0 | 0 | 0 | 15 | 2.1 | -9900
6990 | 1989-10-19 05:00 | 0 | 0 | 0 | 14.4 | 2.1 | -9900
6991 | 1989-10-19 06:00 | 51 | 57 | 45 | 14.4 | 1.5 | -9900 | 6.1246 | 106.194 | 84.3876 | 0 |  | 51 | 5.4922 | 44.3721 | 0.019407 | 5.0726 | 41.6286 | 0.019407 | 2.9188 | 39.8263 | 0 | 41.8902 | 41.8713 | 10365.3 | 16.7546 | 9076.75 | 9353.65 | 9307.02 | 9307.02 | 9176.72 | 9175.49 | 1532.94 | 0 | 0 | 1.8541 | 0 | 9173.64 | 950 | 8767.05 | 8723.2178
6992 | 1989-10-19 07:00 | 88 | 23 | 81 | 13.9 | 4.1 | -9900 | 17.9132 | 115.306 | 72.0114 | 0 |  | 88 | 7.0191 | 81.3153 | 0.033487 | 6.7433 | 76.0234 | 0.033487 | 5.9929 | 72.7345 | 0 | 77.1529 | 77.1186 | 19091.7 | 17.7528 | 17673.6 | 18154.5 | 18086.3 | 18086.3 | 17833.1 | 17828.9 | 1557.8 | 0 | 0 | 6.9238 | 0 | 17822 | 950 | 17146.6 | 17060.9082
6993 | 1989-10-19 08:00 | 167 | 6 | 163 | 16.1 | 4.6 | -9900 | 28.7504 | 126.258 | 60.4678 | 0 |  | 167 | 4.094 | 162.041 | 0.063548 | 3.8332 | 151.591 | 0.063548 | 3.6379 | 145.032 | 0 | 145.697 | 145.634 | 36053.4 | 23.2121 | 34676.8 | 34899.8 | 34797 | 34797 | 34309.9 | 34294.5 | 1559.94 | 0 | 0 | 25.6858 | 0 | 34268.8 | 950 | 33407.3 | 33240.2656
6994 | 1989-10-19 09:00 | 219 | 7 | 215 | 16.7 | 4.1 | -9900 | 37.9608 | 140.121 | 50.3989 | 0 |  | 219 | 4.1407 | 214.104 | 0.083336 | 3.5418 | 200.284 | 0.083336 | 3.4433 | 191.618 | 0 | 191.161 | 191.11 | 47311.6 | 26.2477 | 46053 | 45822.6 | 45701.1 | 45701.1 | 45061.3 | 45035.1 | 1568.2 | 0 | 0 | 44.2993 | 0 | 44990.8 | 950 | 43982.1 | 43762.1992
6995 | 1989-10-19 10:00 | 319 | 12 | 311 | 17.8 | 4.6 | -9900 | 44.4918 | 157.79 | 42.9043 | 0 |  | 319 | 8.3558 | 310.829 | 0.12139 | 7.2094 | 290.766 | 0.12139 | 7.0798 | 278.185 | 0 | 279.56 | 279.468 | 69186.1 | 31.4479 | 68243.5 | 66587.8 | 66420.9 | 66420.9 | 65491 | 65435.7 | 1565.73 | 0 | 0 | 92.9584 | 0 | 65342.8 | 949.999 | 64024.8 | 63704.6289
6996 | 1989-10-19 11:00 | 329 | 10 | 321 | 18.3 | 3.6 | -9900 | 47.0714 | 178.703 | 39.4959 | 0 |  | 329 | 8.4285 | 321.237 | 0.12519 | 7.7936 | 300.471 | 0.12519 | 7.6787 | 287.471 | 0 | 289.246 | 289.105 | 71572.1 | 33.0758 | 70667.7 | 68530.2 | 68353.2 | 68353.2 | 67396.2 | 67338.1 | 1567.71 | 0 | 0 | 98.7171 | 0 | 67239.4 | 950 | 65902.1 | 65572.5938
6997 | 1989-10-19 12:00 | 310 | 6 | 306 | 18.3 | 4.1 | -9900 | 45.0047 | 199.83 | 41.1883 | 0 |  | 310 | 4.256 | 306.523 | 0.11796 | 4.1414 | 286.68 | 0.11796 | 4.0733 | 274.277 | 0 | 272.783 | 272.636 | 67495.2 | 31.9206 | 66525.2 | 64800.4 | 64632.1 | 64632.1 | 63727.2 | 63675.2 | 1569.02 | 0 | 0 | 88.258 | 0 | 63586.9 | 949.999 | 62288.1 | 61976.6328
6998 | 1989-10-19 13:00 | 263 | 4 | 260 | 18.9 | 3.6 | -9900 | 38.8583 | 217.937 | 47.4319 | 0 |  | 263 | 3.2337 | 260.527 | 0.10008 | 2.924 | 243.637 | 0.10008 | 2.8541 | 233.096 | 0 | 231.231 | 231.166 | 57228.2 | 30.7146 | 56102.4 | 54892.4 | 54750.1 | 54750.1 | 53983.5 | 53945.9 | 1568.94 | 0 | 0 | 63.7835 | 0 | 53882.2 | 950 | 52702.8 | 52439.2891
6999 | 1989-10-19 14:00 | 222 | 4 | 220 | 18.3 | 3.6 | -9900 | 29.8897 | 232.191 | 56.7411 | 0 |  | 222 | 2.1999 | 220.986 | 0.084478 | 1.7313 | 206.631 | 0.084478 | 1.6586 | 197.692 | 0 | 195.363 | 195.27 | 48341.7 | 28.28 | 47095.3 | 46506.6 | 46395.9 | 46395.9 | 45746.4 | 45719.8 | 1573.37 | 0 | 0 | 45.8312 | 0 | 45673.9 | 950 | 44651.8 | 44428.5391
7000 | 1989-10-19 15:00 | 127 | 35 | 115 | 18.3 | 4.6 | -9900 | 19.1937 | 243.405 | 67.8494 | 0 |  | 127 | 13.7521 | 115.854 | 0.048327 | 8.3444 | 108.353 | 0.048327 | 7.6012 | 103.665 | 0 | 109.041 | 109.009 | 26986.6 | 23.6235 | 25560.3 | 25684.1 | 25605.4 | 25605.4 | 25246.9 | 25238.6 | 1565.47 | 0 | 0 | 13.949 | 0 | 25224.7 | 950 | 24419.6 | 24297.5098
7001 | 1989-10-19 16:00 | 49 | 23 | 46 | 18.9 | 4.6 | -9900 | 7.4838 | 252.66 | 79.9801 | 0 |  | 49 | 4.004 | 45.7065 | 0.018646 | 2.321 | 42.7688 | 0.018646 | 1.6948 | 40.9182 | 0 | 41.7607 | 41.7595 | 10338.3 | 20.9393 | 9046.5 | 9183.48 | 9138.83 | 9138.83 | 9010.89 | 9009.82 | 1548.42 | 0 | 0 | 1.7272 | 0 | 9008.09 | 950 | 8605.94 | 8562.915
7002 | 1989-10-19 17:00 | 0 | 2 | 0 | 17.8 | 5.7 | -9900
7003 | 1989-10-19 18:00 | 0 | 0 | 0 | 17.8 | 4.1 | -9900
7004 | 1989-10-19 19:00 | 0 | 0 | 0 | 17.2 | 5.2 | -9900
7005 | 1989-10-19 20:00 | 0 | 0 | 0 | 17.2 | 4.1 | -9900
7006 | 1989-10-19 21:00 | 0 | 0 | 0 | 17.2 | 4.6 | -9900
7007 | 1989-10-19 22:00 | 0 | 0 | 0 | 17.2 | 3.6 | -9900
7008 | 1989-10-19 23:00 | 0 | 0 | 0 | 17.8 | 3.6 | -9900
7009 | 1989-10-20 | 0 | 0 | 0 | 18.3 | 4.1 | -9900
7010 | 1989-10-20 01:00 | 0 | 0 | 0 | 17.8 | 4.1 | -9900
7011 | 1989-10-20 02:00 | 0 | 0 | 0 | 17.8 | 3.6 | -9900
7012 | 1989-10-20 03:00 | 0 | 0 | 0 | 18.3 | 3.1 | -9900
7013 | 1989-10-20 04:00 | 0 | 0 | 0 | 18.3 | 2.6 | -9900
7014 | 1989-10-20 05:00 | 0 | 0 | 0 | 18.3 | 4.6 | -9900
7015 | 1989-10-20 06:00 | 36 | 1 | 36 | 18.9 | 6.2 | -9900 | 5.9545 | 106.515 | 84.5357 | 0 |  | 36 | 0 | 35.5844 | 0.013699 | 0 | 33.3079 | 0.013699 | 0 | 31.8666 | 0 | 31.2292 | 31.2063 | 7725.52 | 20.317 | 6512.98 | 6625.5 | 6593.78 | 6593.78 | 6501.47 | 6500.91 | 1552.78 | 0 | 0 | 0.91833 | 0 | 6499.99 | 950 | 6196.88 | 6165.8955
7016 | 1989-10-20 07:00 | 137 | 5 | 135 | 20 | 3.1 | -9900 | 17.718 | 115.626 | 72.1844 | 0 |  | 137 | 2.008 | 134.06 | 0.052133 | 1.928 | 125.47 | 0.052133 | 1.7106 | 120.041 | 0 | 119.316 | 119.28 | 29528.9 | 26.2365 | 28109.9 | 27971.2 | 27886.9 | 27886.9 | 27496.5 | 27486.6 | 1562.58 | 0 | 0 | 16.4637 | 0 | 27470.2 | 950 | 26635.7 | 26502.5508
7017 | 1989-10-20 08:00 | 173 | 12 | 167 | 21.7 | 4.6 | -9900 | 28.5193 | 126.575 | 60.6771 | 0 |  | 173 | 6.1466 | 166.053 | 0.065832 | 5.7474 | 155.348 | 0.065832 | 5.4508 | 148.627 | 0 | 150.996 | 150.933 | 37365.5 | 29.0709 | 36000.2 | 35438.8 | 35342.1 | 35342.1 | 34847.3 | 34831.6 | 1572.65 | 0 | 0 | 26.64 | 0 | 34805 | 950 | 33944.3 | 33774.582
7018 | 1989-10-20 09:00 | 371 | 82 | 321 | 21.1 | 4.1 | -9900 | 37.6836 | 140.414 | 50.657 | 0 |  | 371 | 51.7991 | 327.747 | 0.14118 | 44.2163 | 306.631 | 0.14118 | 42.968 | 293.364 | 0 | 329.605 | 329.427 | 81553.2 | 37.5579 | 80817.3 | 76997.9 | 76798.4 | 76798.4 | 75723.2 | 75644.7 | 1532.2 | 0 | 0 | 122.29 | 0 | 75522.4 | 949.999 | 74121.6 | 73751.0312
7019 | 1989-10-20 10:00 | 627 | 603 | 204 | 21.7 | 5.7 | -9900 | 44.1658 | 158.008 | 43.2181 | 0 |  | 627 | 442.127 | 211.632 | 0.23859 | 381.48 | 198.105 | 0.23859 | 374.492 | 189.532 | 0 | 552.743 | 552.571 | 136800 | 47.3677 | 136994 | 124549 | 123935 | 123935 | 122161 | 121915 | 1433.92 | 0 | 0 | 235.397 | 0 | 121679 | 950 | 119601 | 119003.4844
7020 | 1989-10-20 11:00 | 767 | 952 | 68 | 21.7 | 6.2 | -9900 | 46.7137 | 178.775 | 39.8502 | 0 |  | 767 | 736.972 | 71.1539 | 0.29187 | 682.492 | 66.574 | 0.29187 | 672.204 | 63.6934 | 0 | 721.179 | 720.253 | 178296 | 54.4042 | 178953 | 157941 | 156834 | 156834 | 154637 | 154265 | 1469.51 | 0 | 0 | 433.297 | 0 | 153832 | 950 | 151192 | 150436.4062
7021 | 1989-10-20 12:00 | 641 | 771 | 94 | 22.2 | 4.6 | -9900 | 44.6494 | 199.74 | 41.543 | 0 |  | 641 | 582.467 | 98.4506 | 0.24392 | 566.787 | 92.0824 | 0.24392 | 557.255 | 88.0983 | 0 | 632.446 | 631.922 | 156436 | 53.0602 | 156930 | 140258 | 139826 | 139826 | 137868 | 137596 | 1524.91 | 0 | 0 | 370.233 | 0 | 137226 | 950 | 134943 | 134267.9062
7022 | 1989-10-20 13:00 | 585 | 810 | 75 | 21.7 | 5.2 | -9900 | 38.5311 | 217.742 | 47.755 | 0 |  | 585 | 550.249 | 79.1447 | 0.22261 | 497.425 | 73.9991 | 0.22261 | 485.309 | 70.7977 | 0 | 544.984 | 544.735 | 134858 | 47.5859 | 135058 | 122770 | 121928 | 121928 | 119830 | 119605 | 1492.25 | 0 | 0 | 276.326 | 0 | 119329 | 950 | 117327 | 116740.2656
7023 | 1989-10-20 14:00 | 444 | 765 | 61 | 21.7 | 4.6 | -9900 | 29.5969 | 231.948 | 57.0253 | 0 |  | 444 | 421.842 | 64.8969 | 0.16895 | 331.786 | 60.6525 | 0.16895 | 317.627 | 58.0288 | 0 | 368.142 | 367.813 | 91067.8 | 39.6623 | 90610.6 | 84562.6 | 83824.6 | 83824.6 | 79761.4 | 79619 | 1417.65 | 0 | 0 | -1502.75 | 0 | 81121.7 | 950 | 79676.5 | 79278.1016
7024 | 1989-10-20 15:00 | 268 | 591 | 73 | 21.1 | 5.2 | -9900 | 18.9306 | 243.144 | 68.1006 | 0 |  | 268 | 224.021 | 78.9279 | 0.10198 | 135.31 | 73.6945 | 0.10198 | 123.046 | 70.5072 | 0 | 189.682 | 189.415 | 46896.4 | 30.1011 | 45740.8 | 44473.5 | 44191.8 | 44191.8 | 43573.1 | 43544.5 | 1560.97 | 0 | 0 | 45.5412 | 0 | 43498.9 | 950 | 42491.2 | 42278.75
7025 | 1989-10-20 16:00 | 66 | 46 | 60 | 20 | 3.1 | -9900 | 7.2427 | 252.39 | 80.2069 | 0 |  | 66 | 8.0878 | 61.0487 | 0.025115 | 4.6503 | 57.0824 | 0.025115 | 3.3559 | 54.6128 | 0 | 56.8093 | 56.7794 | 14056.9 | 22.9687 | 12691.2 | 12786.9 | 12726.6 | 12726.6 | 12548.4 | 12546.3 | 1552.33 | 0 | 0 | 3.3453 | 0 | 12543 | 950 | 12017.6 | 11957.4658
7026 | 1989-10-20 17:00 | 6 | 10 | 4 | 19.4 | 3.1 | -9900 | -5.028 | 260.58 | 90 | 0 |  | 6 | 0 | 3.1408 | 0.0022832 | 0 | 2.9374 | 0 | 0 | 2.8103 | 0 | 2.7541 | 2.7526 | 681.454 | 19.5439 | 153.982 | 153.478 | 153.417 | 153.417 | 151.269 | 151.269 | 1418.67 | 0 | 0 | 0.00043643 | 0 | 151.268 | 950 | 143.469 | 142.752
7027 | 1989-10-20 18:00 | 0 | 0 | 0 | 19.4 | 2.1 | -9900
7028 | 1989-10-20 19:00 | 0 | 0 | 0 | 19.4 | 2.1 | -9900
7029 | 1989-10-20 20:00 | 0 | 0 | 0 | 19.4 | 2.6 | -9900
7030 | 1989-10-20 21:00 | 0 | 0 | 0 | 19.4 | 2.6 | -9900
7031 | 1989-10-20 22:00 | 0 | 0 | 0 | 19.4 | 2.1 | -9900
7032 | 1989-10-20 23:00 | 0 | 0 | 0 | 19.4 | 2.6 | -9900
7033 | 1989-10-21 | 0 | 0 | 0 | 18.3 | 3.1 | -9900
7034 | 1989-10-21 01:00 | 0 | 0 | 0 | 17.2 | 1.5 | -9900
7035 | 1989-10-21 02:00 | 0 | 0 | 0 | 16.1 | 3.6 | -9900
7036 | 1989-10-21 03:00 | 0 | 0 | 0 | 15.6 | 4.1 | -9900
7037 | 1989-10-21 04:00 | 0 | 0 | 0 | 16.1 | 3.1 | -9900
7038 | 1989-10-21 05:00 | 0 | 0 | 0 | 15.6 | 0 | -9900
7039 | 1989-10-21 06:00 | 14 | 1 | 13 | 16.7 | 2.1 | -9900 | 5.7833 | 106.832 | 84.685 | 0 |  | 14 | 0.91797 | 13.1262 | 0.0053274 | 0.85006 | 12.2348 | 0.0053274 | 0.47692 | 11.7058 | 0 | 11.9391 | 11.9347 | 2954.59 | 17.3531 | 2004.47 | 2048.4 | 2036.57 | 2036.57 | 2008.06 | 2008.01 | 1509.78 | 0 | 0 | 0.083697 | 0 | 2007.92 | 950 | 1907.26 | 1897.7273
7040 | 1989-10-21 07:00 | 60 | 2 | 59 | 16.1 | 3.6 | -9900 | 17.5218 | 115.941 | 72.3586 | 0 |  | 60 | 1.0053 | 58.4863 | 0.022832 | 0.96486 | 54.6973 | 0.022832 | 0.85458 | 52.3308 | 0 | 52.1217 | 52.096 | 12897 | 18.7626 | 11549 | 11820 | 11773.1 | 11773.1 | 11608.2 | 11606.5 | 1562.69 | 0 | 0 | 2.9446 | 0 | 11603.6 | 950 | 11108.1 | 11052.5352
7041 | 1989-10-21 08:00 | 149 | 8 | 145 | 17.2 | 3.1 | -9900 | 28.2875 | 126.886 | 60.8875 | 0 |  | 149 | 4.1015 | 144.084 | 0.056699 | 3.8308 | 134.784 | 0.056699 | 3.6307 | 128.953 | 0 | 129.932 | 129.893 | 32156.4 | 23.9914 | 30751.3 | 30859.8 | 30769 | 30769 | 30338.2 | 30326.3 | 1564.09 | 0 | 0 | 20.2052 | 0 | 30306.1 | 950 | 29450.9 | 29303.6211
7042 | 1989-10-21 09:00 | 221 | 4 | 219 | 18.3 | 3.1 | -9900 | 37.4063 | 140.7 | 50.9157 | 0 |  | 221 | 2.0736 | 218.156 | 0.084097 | 1.7659 | 204.078 | 0.084097 | 1.7153 | 195.248 | 0 | 193.024 | 193.015 | 47783.3 | 28.3917 | 46530.6 | 45925.1 | 45810.1 | 45810.1 | 45168.7 | 45142.7 | 1572.6 | 0 | 0 | 44.5604 | 0 | 45098.1 | 950 | 44086.8 | 43866.375
7043 | 1989-10-21 10:00 | 464 | 186 | 334 | 19.4 | 2.6 | -9900 | 43.841 | 158.218 | 43.5312 | 0 |  | 464 | 135.975 | 338.847 | 0.17657 | 117.327 | 317.078 | 0.17657 | 115.136 | 303.358 | 0 | 410.125 | 409.674 | 101422 | 41.3126 | 101034 | 94737.3 | 94418.1 | 94418.1 | 93096.2 | 92973.9 | 1507.92 | 0 | 0 | 176.964 | 0 | 92796.9 | 949.999 | 91244.9 | 90788.6484
7044 | 1989-10-21 11:00 | 453 | 182 | 320 | 20.6 | 2.6 | -9900 | 46.3584 | 178.842 | 40.2021 | 0 |  | 453 | 140.326 | 325.586 | 0.17238 | 129.954 | 304.592 | 0.17238 | 127.951 | 291.413 | 0 | 410.977 | 410.769 | 101688 | 42.5711 | 101304 | 94585.8 | 94236.9 | 94236.9 | 92917.4 | 92800.9 | 1535.95 | 0 | 0 | 178.417 | 0 | 92622.5 | 949.999 | 91078.5 | 90623.0703
7045 | 1989-10-21 12:00 | 203 | 4 | 200 | 20 | 3.6 | -9900 | 44.2972 | 199.65 | 41.8946 | 0 |  | 203 | 3.197 | 199.394 | 0.077248 | 3.111 | 186.484 | 0.077248 | 3.0575 | 178.416 | 0 | 177.844 | 177.773 | 44010.3 | 29.0858 | 42712.2 | 42047 | 41938.8 | 41938.8 | 41351.6 | 41329.9 | 1578.1 | 0 | 0 | 37.5245 | 0 | 41292.4 | 950 | 40350.4 | 40148.6406
7046 | 1989-10-21 13:00 | 338 | 84 | 285 | 20 | 3.6 | -9900 | 38.2073 | 217.547 | 48.0748 | 0 |  | 338 | 57.2378 | 291.203 | 0.12862 | 51.7027 | 272.326 | 0.12862 | 50.4195 | 260.544 | 0 | 304.744 | 304.539 | 75393.3 | 35.5646 | 74551.8 | 71608.4 | 71402.3 | 71402.3 | 70402.7 | 70338 | 1559.08 | 0 | 0 | 107.407 | 0 | 70230.6 | 950 | 68872.9 | 68528.5469
7047 | 1989-10-21 14:00 | 262 | 112 | 206 | 20.6 | 3.6 | -9900 | 29.3074 | 231.706 | 57.3063 | 0 |  | 262 | 61.7628 | 211.011 | 0.099699 | 48.5173 | 197.257 | 0.099699 | 46.4124 | 188.723 | 0 | 230.433 | 230.312 | 57018.4 | 32.371 | 55892.5 | 54319.4 | 54133.6 | 54133.6 | 53375.7 | 53336.7 | 1534.42 | 0 | 0 | 59.7653 | 0 | 53276.9 | 950 | 52104.2 | 51843.6992
7048 | 1989-10-21 15:00 | 208 | 300 | 110 | 21.1 | 3.1 | -9900 | 18.6709 | 242.884 | 68.3484 | 0 |  | 208 | 112.866 | 114.479 | 0.07915 | 68.0646 | 106.957 | 0.07915 | 61.7869 | 102.33 | 0 | 160.835 | 160.7 | 39785.3 | 29.5021 | 38478 | 37701.5 | 37535.2 | 37535.2 | 37009.7 | 36991.4 | 1574.14 | 0 | 0 | 30.5471 | 0 | 36960.8 | 950 | 36038.8 | 35858.5859
7049 | 1989-10-21 16:00 | 62 | 63 | 54 | 20 | 1.5 | -9900 | 7.0052 | 252.121 | 80.4301 | 0 |  | 62 | 10.8958 | 56.967 | 0.023593 | 6.1865 | 53.1671 | 0.023593 | 4.4098 | 50.8679 | 0 | 54.1721 | 54.1463 | 13405.2 | 23.0448 | 12050.4 | 12137.3 | 12073.5 | 12073.5 | 11904.5 | 11902.7 | 1545.66 | 0 | 0 | 2.9404 | 0 | 11899.7 | 950 | 11395.3 | 11338.3516
7050 | 1989-10-21 17:00 | 0 | 0 | 0 | 19.4 | 2.6 | -9900
7051 | 1989-10-21 18:00 | 0 | 0 | 0 | 19.4 | 2.1 | -9900
7052 | 1989-10-21 19:00 | 0 | 0 | 0 | 19.4 | 2.6 | -9900
7053 | 1989-10-21 20:00 | 0 | 0 | 0 | 20 | 3.1 | -9900
7054 | 1989-10-21 21:00 | 0 | 0 | 0 | 19.4 | 3.6 | -9900
7055 | 1989-10-21 22:00 | 0 | 0 | 0 | 18.3 | 3.1 | -9900
7056 | 1989-10-21 23:00 | 0 | 0 | 0 | 17.8 | 2.1 | -9900
7057 | 1989-10-22 | 0 | 0 | 0 | 18.3 | 2.1 | -9900
7058 | 1989-10-22 01:00 | 0 | 0 | 0 | 18.3 | 4.1 | -9900
7059 | 1989-10-22 02:00 | 0 | 0 | 0 | 18.3 | 2.6 | -9900
7060 | 1989-10-22 03:00 | 0 | 0 | 0 | 18.3 | 2.6 | -9900
7061 | 1989-10-22 04:00 | 0 | 0 | 0 | 18.3 | 2.1 | -9900
7062 | 1989-10-22 05:00 | 0 | 0 | 0 | 18.9 | 4.6 | -9900
7063 | 1989-10-22 06:00 | 51 | 39 | 46 | 19.4 | 2.1 | -9900 | 5.6113 | 107.145 | 84.8355 | 0 |  | 51 | 4.5966 | 45.333 | 0.019407 | 4.2706 | 42.5547 | 0.019407 | 2.3757 | 40.7121 | 0 | 42.2261 | 42.2268 | 10453.4 | 21.7106 | 9163.05 | 9272.84 | 9231.62 | 9231.62 | 9102.37 | 9101.16 | 1535.12 | 0 | 0 | 1.8384 | 0 | 9099.32 | 950 | 8695.65 | 8652.1768
7064 | 1989-10-22 07:00 | 106 | 8 | 104 | 20 | 1.5 | -9900 | 17.3246 | 116.251 | 72.5341 | 0 |  | 106 | 2.0131 | 103.221 | 0.040336 | 1.9311 | 96.5803 | 0.040336 | 1.7073 | 92.4013 | 0 | 92.2265 | 92.2005 | 22825.3 | 25.1847 | 21394 | 21374.6 | 21308.1 | 21308.1 | 21009.7 | 21004.1 | 1572.32 | 0 | 0 | 9.7086 | 0 | 20994.4 | 950 | 20251.1 | 20149.8066
7065 | 1989-10-22 08:00 | 236 | 61 | 207 | 21.1 | 2.6 | -9900 | 28.055 | 127.191 | 61.099 | 0 |  | 236 | 29.7632 | 209.856 | 0.089805 | 27.7554 | 196.321 | 0.089805 | 26.2869 | 187.826 | 0 | 209.831 | 209.715 | 51917 | 32.3172 | 50718.9 | 49310.7 | 49179.9 | 49179.9 | 48491.4 | 48460.4 | 1549.09 | 0 | 0 | 50.9535 | 0 | 48409.4 | 950 | 47330.5 | 47093.8867
7066 | 1989-10-22 09:00 | 255 | 5 | 251 | 22.2 | 3.6 | -9900 | 37.1291 | 140.98 | 51.1748 | 0 |  | 255 | 4.1503 | 250.339 | 0.097035 | 3.5107 | 234.199 | 0.097035 | 3.4087 | 224.066 | 0 | 222.925 | 222.793 | 55155.1 | 33.5867 | 54000.1 | 52254.7 | 52122.2 | 52122.2 | 51392.5 | 51358.5 | 1569.41 | 0 | 0 | 57.8386 | 0 | 51300.7 | 950 | 50168.1 | 49917.2539
7067 | 1989-10-22 10:00 | 244 | 7 | 239 | 21.1 | 4.1 | -9900 | 43.5175 | 158.421 | 43.8434 | 0 |  | 244 | 5.2335 | 238.333 | 0.092849 | 4.4801 | 222.934 | 0.092849 | 4.3949 | 213.288 | 0 | 213.33 | 213.271 | 52797.9 | 31.7548 | 51610.5 | 50293.4 | 50167 | 50167 | 49464.7 | 49432.8 | 1559.9 | 0 | 0 | 53.2345 | 0 | 49379.5 | 950 | 48283.7 | 48042.3008
7068 | 1989-10-22 11:00 | 398 | 6 | 394 | 21.7 | 3.6 | -9900 | 46.0058 | 178.904 | 40.5516 | 0 |  | 398 | 4.2234 | 395.61 | 0.15145 | 3.9112 | 370.054 | 0.15145 | 3.8496 | 354.043 | 0 | 350.734 | 350.629 | 86802.8 | 39.6202 | 86154.9 | 81461.1 | 81252.6 | 81252.6 | 80115 | 80032.2 | 1567.35 | 0 | 0 | 139.214 | 0 | 79893 | 950 | 78455.6 | 78063.3281
7069 | 1989-10-22 12:00 | 501 | 213 | 352 | 22.8 | 3.6 | -9900 | 43.9484 | 199.557 | 42.2429 | 0 |  | 501 | 158.912 | 359.621 | 0.19065 | 154.635 | 336.354 | 0.19065 | 151.92 | 321.801 | 0 | 464.247 | 463.952 | 114857 | 46.512 | 114702 | 105509 | 105232 | 105232 | 103759 | 103620 | 1564.45 | 0 | 0 | 229.001 | 0 | 103391 | 949.999 | 101718 | 101209.6562
7070 | 1989-10-22 13:00 | 515 | 513 | 197 | 23.3 | 4.6 | -9900 | 37.8869 | 217.353 | 48.3913 | 0 |  | 515 | 343.758 | 206.085 | 0.19597 | 309.618 | 192.683 | 0.19597 | 301.79 | 184.347 | 0 | 476.414 | 475.884 | 117813 | 46.54 | 117715 | 107918 | 107286 | 107286 | 105728 | 105560 | 1494.77 | 0 | 0 | 206.21 | 0 | 105353 | 950 | 103639 | 103121.2891
7071 | 1989-10-22 14:00 | 428 | 619 | 124 | 22.8 | 4.6 | -9900 | 29.0214 | 231.466 | 57.5839 | 0 |  | 428 | 335.74 | 132.025 | 0.16287 | 264.238 | 123.372 | 0.16287 | 252.589 | 118.036 | 0 | 363.212 | 362.844 | 89835.5 | 40.5196 | 89291.7 | 83439 | 82900.8 | 82900.8 | 81280.6 | 81141.8 | 1400.17 | 0 | 0 | -59.9902 | 0 | 81201.8 | 950 | 79777.2 | 79378.3516
7072 | 1989-10-22 15:00 | 257 | 538 | 84 | 22.2 | 3.6 | -9900 | 18.4148 | 242.625 | 68.5928 | 0 |  | 257 | 199.745 | 90.3337 | 0.097796 | 120.372 | 84.3541 | 0.097796 | 109.078 | 80.7057 | 0 | 185.988 | 185.885 | 46022.7 | 31.7004 | 44834.8 | 43360.5 | 43120.8 | 43120.8 | 42517.1 | 42489.8 | 1540.99 | 0 | 0 | 41.4671 | 0 | 42448.3 | 950 | 41442.4 | 41235.168
7073 | 1989-10-22 16:00 | 69 | 302 | 31 | 21.1 | 3.6 | -9900 | 6.7714 | 251.852 | 80.6498 | 0 |  | 69 | 52.316 | 35.2164 | 0.026257 | 29.5789 | 32.8049 | 0.026257 | 20.8317 | 31.3868 | 0 | 51.1741 | 51.1089 | 12654.4 | 23.7121 | 11342 | 11378.8 | 11209.2 | 11209.2 | 11032.8 | 11031 | 1494.79 | 0 | 0 | 2.4247 | 0 | 11028.5 | 945.341 | 10570.6 | 10517.7607
7074 | 1989-10-22 17:00 | 2 | 4 | 1 | 20 | 2.1 | -9900 | -5.4703 | 260.02 | 90 | 0 |  | 2 | 0 | 0.61923 | 0.00076106 | 0 | 0.57913 | 0 | 0 | 0.55407 | 0 | 0.54299 | 0.54274 | 134.363 | 20.0297 | 6.0412 | 6.0233 | 0.21544 | 0.21544 | 0.20689 | 0.20689 | 269.32 | 0 | 0 | 0 | 0.20689 | 0 | 790 | 0 | 0
7075 | 1989-10-22 18:00 | 0 | 0 | 0 | 20 | 2.1 | -9900
7076 | 1989-10-22 19:00 | 0 | 0 | 0 | 20 | 2.1 | -9900
7077 | 1989-10-22 20:00 | 0 | 0 | 0 | 19.4 | 3.1 | -9900
7078 | 1989-10-22 21:00 | 0 | 0 | 0 | 18.9 | 2.6 | -9900
7079 | 1989-10-22 22:00 | 0 | 0 | 0 | 19.4 | 2.1 | -9900
7080 | 1989-10-22 23:00 | 0 | 0 | 0 | 18.9 | 2.1 | -9900
7081 | 1989-10-23 | 0 | 0 | 0 | 18.9 | 1.5 | -9900
7082 | 1989-10-23 01:00 | 0 | 0 | 0 | 18.9 | 0 | -9900
7083 | 1989-10-23 02:00 | 0 | 0 | 0 | 17.8 | 1.5 | -9900
7084 | 1989-10-23 03:00 | 0 | 0 | 0 | 17.8 | 2.1 | -9900
7085 | 1989-10-23 04:00 | 0 | 0 | 0 | 17.8 | 1.5 | -9900
7086 | 1989-10-23 05:00 | 0 | 0 | 0 | 17.2 | 2.1 | -9900
7087 | 1989-10-23 06:00 | 32 | 10 | 31 | 18.9 | 0 | -9900 | 5.4383 | 107.454 | 84.9872 | 0 |  | 32 | 0.92068 | 31.3088 | 0.012177 | 0.85698 | 29.2375 | 0.012177 | 0.47307 | 27.9729 | 0 | 27.877 | 27.8659 | 6898.57 | 20.5777 | 5717.78 | 5810.07 | 5779.25 | 5779.25 | 5698.35 | 5697.93 | 1565.03 | 0 | 0 | 0.70509 | 0 | 5697.22 | 950 | 5427.82 | 5400.6841
7088 | 1989-10-23 07:00 | 147 | 105 | 116 | 21.1 | 1.5 | -9900 | 17.1266 | 116.557 | 72.7109 | 0 |  | 147 | 31.2434 | 116.029 | 0.055938 | 30.0028 | 108.667 | 0.055938 | 26.4802 | 103.964 | 0 | 127.836 | 127.766 | 31629.6 | 28.2847 | 30225.1 | 29832.8 | 29720.4 | 29720.4 | 29304.3 | 29292.7 | 1543.83 | 0 | 0 | 18.7711 | 0 | 29273.9 | 950 | 28433 | 28290.8125
7089 | 1989-10-23 08:00 | 297 | 201 | 202 | 21.1 | 3.6 | -9900 | 27.822 | 127.49 | 61.3115 | 0 |  | 297 | 97.5906 | 203.161 | 0.11302 | 90.8636 | 190.2 | 0.11302 | 85.9948 | 181.969 | 0 | 262.605 | 262.406 | 64960.8 | 34.5112 | 63957.4 | 61624.9 | 61444.2 | 61444.2 | 60584 | 60533.8 | 1530.4 | 0 | 0 | 79.3605 | 0 | 60454.5 | 950 | 59194.6 | 58898.6602
7090 | 1989-10-23 09:00 | 414 | 334 | 212 | 22.2 | 3.6 | -9900 | 36.8521 | 141.253 | 51.4343 | 0 |  | 414 | 209.752 | 215.576 | 0.15754 | 177.06 | 201.802 | 0.15754 | 171.84 | 193.069 | 0 | 357.611 | 357.415 | 88478.1 | 40.467 | 87878.9 | 82488.8 | 82175.6 | 82175.6 | 81025.1 | 80919.8 | 1454.27 | 0 | 0 | 130.933 | 0 | 80788.9 | 949.999 | 79404.8 | 79007.8047
7091 | 1989-10-23 10:00 | 530 | 463 | 210 | 22.8 | 4.6 | -9900 | 43.1954 | 158.617 | 44.1546 | 0 |  | 530 | 335.186 | 216.965 | 0.20168 | 286.937 | 203.085 | 0.20168 | 281.381 | 194.297 | 0 | 466.164 | 465.919 | 115345 | 45.5533 | 115212 | 105713 | 105295 | 105295 | 103821 | 103644 | 1445.56 | 0 | 0 | 199.651 | 0 | 103445 | 950 | 101695 | 101186.8359
7092 | 1989-10-23 11:00 | 641 | 558 | 239 | 22.2 | 5.7 | -9900 | 45.6559 | 178.961 | 40.8986 | 0 |  | 641 | 424.754 | 247.917 | 0.24392 | 392.774 | 231.97 | 0.24392 | 386.453 | 221.933 | 0 | 596.218 | 595.578 | 147438 | 49.8654 | 147790 | 133588 | 132961 | 132961 | 131099 | 130848 | 1489.52 | 0 | 0 | 331.403 | 0 | 130517 | 950 | 128341 | 127699.2109
7093 | 1989-10-23 12:00 | 670 | 693 | 188 | 22.2 | 6.7 | -9900 | 43.603 | 199.463 | 42.5877 | 0 |  | 670 | 514.472 | 197.683 | 0.25495 | 500.626 | 184.901 | 0.25495 | 491.651 | 176.901 | 0 | 655.181 | 654.615 | 162055 | 51.2552 | 162607 | 146535 | 146105 | 146105 | 144059 | 143777 | 1543.13 | 0 | 0 | 417.99 | 0 | 143359 | 950 | 140950 | 140245.4531
7094 | 1989-10-23 13:00 | 574 | 749 | 112 | 21.1 | 6.7 | -9900 | 37.5701 | 217.16 | 48.7042 | 0 |  | 574 | 499.905 | 118.963 | 0.21842 | 450.499 | 111.223 | 0.21842 | 438.898 | 106.411 | 0 | 534.403 | 534.221 | 132257 | 44.8115 | 132405 | 121928 | 121112 | 121112 | 119114 | 118895 | 1491.74 | 0 | 0 | 243.785 | 0 | 118651 | 950 | 116671 | 116087.8203
7095 | 1989-10-23 14:00 | 424 | 674 | 95 | 21.1 | 6.7 | -9900 | 28.739 | 231.226 | 57.858 | 0 |  | 424 | 363.847 | 102.012 | 0.16134 | 286.633 | 95.3183 | 0.16134 | 273.793 | 91.1951 | 0 | 357.689 | 357.493 | 88511.9 | 36.9674 | 87966.8 | 83309.5 | 82697.1 | 82697.1 | 80787.8 | 80646.8 | 1401.68 | 0 | 0 | -17.3707 | 0 | 80664.2 | 950 | 79239.1 | 78842.8906
7096 | 1989-10-23 15:00 | 254 | 587 | 67 | 21.1 | 5.7 | -9900 | 18.1624 | 242.367 | 68.8337 | 0 |  | 254 | 216.461 | 72.7688 | 0.096655 | 130.407 | 67.9401 | 0.096655 | 117.962 | 65.0017 | 0 | 179.305 | 179.249 | 44379.9 | 29.4264 | 43200 | 42124.7 | 41872.9 | 41872.9 | 41286.7 | 41260.3 | 1548.18 | 0 | 0 | 40.5095 | 0 | 41219.8 | 950 | 40243.7 | 40042.4844
7097 | 1989-10-23 16:00 | 67 | 254 | 36 | 20 | 4.1 | -9900 | 6.5415 | 251.585 | 80.8656 | 0 |  | 67 | 43.1612 | 40.0551 | 0.025496 | 24.1426 | 37.3299 | 0.025496 | 16.7892 | 35.716 | 0 | 51.4552 | 51.4118 | 12729.6 | 22.5685 | 11406.3 | 11498.1 | 11378.5 | 11378.5 | 11208.4 | 11206.6 | 1487.4 | 0 | 0 | 2.418 | 0 | 11204.2 | 945.931 | 10735.8 | 10682.084
7098 | 1989-10-23 17:00 | 0 | 1 | 0 | 18.9 | 4.6 | -9900
7099 | 1989-10-23 18:00 | 0 | 0 | 0 | 18.3 | 3.1 | -9900
7100 | 1989-10-23 19:00 | 0 | 0 | 0 | 17.8 | 3.1 | -9900
7101 | 1989-10-23 20:00 | 0 | 0 | 0 | 17.8 | 2.6 | -9900
7102 | 1989-10-23 21:00 | 0 | 0 | 0 | 17.2 | 2.6 | -9900
7103 | 1989-10-23 22:00 | 0 | 0 | 0 | 17.2 | 2.6 | -9900
7104 | 1989-10-23 23:00 | 0 | 0 | 0 | 17.8 | 3.1 | -9900
7105 | 1989-10-24 | 0 | 0 | 0 | 17.8 | 2.1 | -9900
7106 | 1989-10-24 01:00 | 0 | 0 | 0 | 18.3 | 2.6 | -9900
7107 | 1989-10-24 02:00 | 0 | 0 | 0 | 17.2 | 2.6 | -9900
7108 | 1989-10-24 03:00 | 0 | 0 | 0 | 17.2 | 3.1 | -9900
7109 | 1989-10-24 04:00 | 0 | 0 | 0 | 17.2 | 3.1 | -9900
7110 | 1989-10-24 05:00 | 0 | 0 | 0 | 17.2 | 3.6 | -9900
7111 | 1989-10-24 06:00 | 43 | 102 | 32 | 17.8 | 3.6 | -9900 | 5.2644 | 107.758 | 85.14 | 0 |  | 43 | 10.1428 | 31.664 | 0.016363 | 9.4946 | 29.7439 | 0.016363 | 5.2022 | 28.4559 | 0 | 32.9849 | 32.9552 | 8157.58 | 19.4843 | 6941.75 | 7078.68 | 7027.44 | 7027.44 | 6929.06 | 6928.23 | 1497.36 | 0 | 0 | 1.0764 | 0 | 6927.15 | 950 | 6609.62 | 6576.5684
7112 | 1989-10-24 07:00 | 160 | 143 | 117 | 18.3 | 5.2 | -9900 | 16.9277 | 116.857 | 72.8888 | 0 |  | 160 | 43.3942 | 117.056 | 0.060885 | 41.6478 | 109.632 | 0.060885 | 36.689 | 104.888 | 0 | 138.745 | 138.695 | 34334.7 | 24.8908 | 32949.6 | 32943.2 | 32804.1 | 32804.1 | 32344.9 | 32330.7 | 1557.33 | 0 | 0 | 23.1968 | 0 | 32307.5 | 950 | 31460.6 | 31303.3105
7113 | 1989-10-24 08:00 | 341 | 346 | 179 | 20.6 | 3.6 | -9900 | 27.5884 | 127.784 | 61.5249 | 0 |  | 341 | 166.572 | 181.073 | 0.12976 | 154.918 | 169.563 | 0.12976 | 146.51 | 162.225 | 0 | 302.56 | 302.278 | 74829.4 | 36.049 | 73990.2 | 70818.7 | 70582.9 | 70582.9 | 69594.8 | 69524.8 | 1499.68 | 0 | 0 | 103.121 | 0 | 69421.7 | 949.999 | 68086.7 | 67746.2734
7114 | 1989-10-24 09:00 | 475 | 423 | 220 | 20 | 5.2 | -9900 | 36.5754 | 141.518 | 51.6939 | 0 |  | 475 | 264.991 | 225.474 | 0.18075 | 223.23 | 211.119 | 0.18075 | 216.55 | 201.983 | 0 | 410.162 | 409.836 | 101455 | 39.4755 | 101082 | 95179 | 94800.2 | 94800.2 | 93471.6 | 93329.3 | 1452.42 | 0 | 0 | 171.665 | 0 | 93157.6 | 950 | 91587.4 | 91129.4141
7115 | 1989-10-24 10:00 | 665 | 887 | 56 | 21.1 | 6.7 | -9900 | 42.8748 | 158.806 | 44.4647 | 0 |  | 665 | 638.356 | 58.5348 | 0.25305 | 546.487 | 54.7863 | 0.25305 | 535.704 | 52.4156 | 0 | 576.357 | 576.342 | 142686 | 46.6811 | 143007 | 129512 | 128904 | 128904 | 122264 | 121983 | 1424.22 | 0 | 0 | -1600.12 | 0 | 123583 | 946.971 | 121415 | 120807.9375
7116 | 1989-10-24 11:00 | 671 | 754 | 130 | 21.1 | 7.2 | -9900 | 45.3089 | 179.013 | 41.2428 | 0 |  | 671 | 572.034 | 136.602 | 0.25534 | 528.97 | 127.824 | 0.25534 | 520.275 | 122.293 | 0 | 629.716 | 628.614 | 155612 | 48.3736 | 156072 | 141687 | 140896 | 140896 | 138922 | 138628 | 1471.54 | 0 | 0 | 357.116 | 0 | 138271 | 950 | 135947 | 135267.4844
7117 | 1989-10-24 12:00 | 654 | 761 | 127 | 21.1 | 7.7 | -9900 | 43.2612 | 199.367 | 42.9291 | 0 |  | 654 | 562.95 | 134.125 | 0.24887 | 547.8 | 125.453 | 0.24887 | 537.774 | 120.025 | 0 | 644.644 | 644.102 | 159450 | 48.417 | 159976 | 145843 | 145400 | 145400 | 143362 | 143073 | 1525.16 | 0 | 0 | 403.109 | 0 | 142670 | 950 | 140281 | 139579.5312
7118 | 1989-10-24 13:00 | 591 | 784 | 112 | 21.1 | 7.2 | -9900 | 37.257 | 216.966 | 49.0134 | 0 |  | 591 | 518.802 | 118.99 | 0.22489 | 468.024 | 111.248 | 0.22489 | 455.753 | 106.435 | 0 | 550.944 | 550.76 | 136350 | 44.9957 | 136558 | 125658 | 124759 | 124759 | 122657 | 122426 | 1494.84 | 0 | 0 | 261.556 | 0 | 122164 | 950 | 120111 | 119510.2969
7119 | 1989-10-24 14:00 | 329 | 348 | 161 | 20.6 | 7.2 | -9900 | 28.4604 | 230.988 | 58.1285 | 0 |  | 329 | 186.049 | 169.152 | 0.12519 | 146.753 | 158.085 | 0.12519 | 140.075 | 151.247 | 0 | 285.495 | 285.223 | 70616.3 | 32.9749 | 69718.5 | 67459.7 | 67066.9 | 67066.9 | 66128 | 66043.5 | 1425.88 | 0 | 0 | 70.0427 | 0 | 65973.5 | 950 | 64658.3 | 64334.9766
7120 | 1989-10-24 15:00 | 229 | 435 | 93 | 20 | 6.2 | -9900 | 17.9137 | 242.111 | 69.0708 | 0 |  | 229 | 157.832 | 98.8842 | 0.087141 | 95.0588 | 92.3531 | 0.087141 | 85.8341 | 88.3586 | 0 | 170.709 | 170.37 | 42180.6 | 27.7359 | 40923.2 | 40309.8 | 40108.6 | 40108.6 | 39547 | 39524.6 | 1543.7 | 0 | 0 | 35.0007 | 0 | 39489.6 | 950 | 38518.3 | 38325.6719
7121 | 1989-10-24 16:00 | 61 | 226 | 35 | 19.4 | 5.2 | -9900 | 6.3155 | 251.318 | 81.0777 | 0 |  | 61 | 36.6266 | 39.0692 | 0.023212 | 20.1862 | 36.4083 | 0.023212 | 13.8407 | 34.8343 | 0 | 47.7015 | 47.6442 | 11797 | 21.6641 | 10487.6 | 10610.5 | 10492.6 | 10492.6 | 10345.7 | 10344.2 | 1509.97 | 0 | 0 | 2.1139 | 0 | 10342.1 | 950 | 9899.2 | 9849.7002
7122 | 1989-10-24 17:00 | 1 | 2 | 1 | 18.9 | 5.2 | -9900 | -5.8964 | 259.462 | 90 | 0 |  | 1 | 0 | 1.085 | 0.00038053 | 0 | 1.0147 | 0 | 0 | 0.97082 | 0 | 0.9514 | 0.95105 | 235.445 | 18.9452 | 18.5187 | 18.4515 | 17.2925 | 17.2925 | 17.0504 | 17.0504 | 1316.3 | 0 | 0 | 4.7331e-06 | 0 | 17.0504 | 950 | 16.1696 | 16.0888
7123 | 1989-10-24 18:00 | 0 | 0 | 0 | 18.9 | 4.6 | -9900
7124 | 1989-10-24 19:00 | 0 | 0 | 0 | 18.9 | 3.6 | -9900
7125 | 1989-10-24 20:00 | 0 | 0 | 0 | 18.9 | 4.1 | -9900
7126 | 1989-10-24 21:00 | 0 | 0 | 0 | 18.9 | 3.1 | -9900
7127 | 1989-10-24 22:00 | 0 | 0 | 0 | 18.9 | 2.6 | -9900
7128 | 1989-10-24 23:00 | 0 | 0 | 0 | 18.3 | 2.1 | -9900
7129 | 1989-10-25 | 0 | 0 | 0 | 17.2 | 1.5 | -9900
7130 | 1989-10-25 01:00 | 0 | 0 | 0 | 17.8 | 1.5 | -9900
7131 | 1989-10-25 02:00 | 0 | 0 | 0 | 17.2 | 3.1 | -9900
7132 | 1989-10-25 03:00 | 0 | 0 | 0 | 17.2 | 4.1 | -9900
7133 | 1989-10-25 04:00 | 0 | 0 | 0 | 15.6 | 6.2 | -9900
7134 | 1989-10-25 05:00 | 0 | 0 | 0 | 15.6 | 3.6 | -9900
7135 | 1989-10-25 06:00 | 23 | 4 | 23 | 16.1 | 1.5 | -9900 | 5.0897 | 108.058 | 85.294 | 0 |  | 23 | 0 | 22.7959 | 0.0087522 | 0 | 21.3194 | 0.0087522 | 0 | 20.397 | 0 | 19.9891 | 19.9795 | 4946.17 | 17.2235 | 3859.47 | 3963.51 | 3933.8 | 3933.8 | 3878.72 | 3878.52 | 1525.37 | 0 | 0 | 0.31914 | 0 | 3878.2 | 950 | 3689.43 | 3670.9863
7136 | 1989-10-25 07:00 | 159 | 99 | 130 | 17.8 | 6.2 | -9900 | 16.7281 | 117.153 | 73.0679 | 0 |  | 159 | 29.3044 | 130.095 | 0.060504 | 28.1211 | 121.861 | 0.060504 | 24.7246 | 116.587 | 0 | 138.486 | 138.435 | 34271.1 | 24.0858 | 32884 | 32981.3 | 32861.9 | 32861.9 | 32401.8 | 32387.7 | 1555.4 | 0 | 0 | 23.159 | 0 | 32364.5 | 950 | 31513.9 | 31356.3105
7137 | 1989-10-25 08:00 | 427 | 643 | 128 | 18.3 | 7.7 | -9900 | 27.3545 | 128.071 | 61.7392 | 0 |  | 427 | 307.726 | 131.542 | 0.16249 | 285.745 | 123.249 | 0.16249 | 270.035 | 117.915 | 0 | 380.191 | 379.905 | 94044 | 34.4121 | 93546.6 | 89993.2 | 89612.2 | 89612.2 | 88357.6 | 88237 | 1474.16 | 0 | 0 | 162.026 | 0 | 88074.9 | 949.999 | 86607.5 | 86174.4688
7138 | 1989-10-25 09:00 | 553 | 647 | 166 | 18.9 | 8.8 | -9900 | 36.299 | 141.777 | 51.9536 | 0 |  | 553 | 402.474 | 171.657 | 0.21043 | 336.37 | 160.756 | 0.21043 | 326.166 | 153.799 | 0 | 470.365 | 469.821 | 116304 | 37.8528 | 116195 | 109819 | 109408 | 109408 | 106365 | 106172 | 1453.4 | 0 | 0 | -248.374 | 0 | 106421 | 946.949 | 104597 | 104074.2266
7139 | 1989-10-25 10:00 | 620 | 625 | 193 | 19.4 | 9.3 | -9900 | 42.5559 | 158.988 | 44.7735 | 0 |  | 620 | 447.903 | 200.677 | 0.23593 | 383.456 | 187.855 | 0.23593 | 375.749 | 179.726 | 0 | 544.365 | 544.473 | 134795 | 40.8703 | 134959 | 126079 | 125576 | 125576 | 123373 | 123114 | 1422.73 | 0 | 0 | -170.12 | 0 | 123284 | 950 | 121169 | 120562.9062
7140 | 1989-10-25 11:00 | 677 | 681 | 192 | 19.4 | 10.8 | -9900 | 44.9648 | 179.06 | 41.5843 | 0 |  | 677 | 513.191 | 201.018 | 0.25762 | 475.277 | 188.1 | 0.25762 | 467.298 | 179.961 | 0 | 634.314 | 633.869 | 156918 | 42.7464 | 157386 | 146480 | 145880 | 145880 | 143838 | 143535 | 1491.04 | 0 | 0 | 397.412 | 0 | 143137 | 950 | 140725 | 140021.8281
7141 | 1989-10-25 12:00 | 568 | 506 | 221 | 19.4 | 7.2 | -9900 | 42.9231 | 199.27 | 43.2668 | 0 |  | 568 | 370.966 | 230.458 | 0.21614 | 360.982 | 215.555 | 0.21614 | 354.24 | 206.229 | 0 | 549.259 | 548.818 | 135865 | 43.2115 | 136062 | 126784 | 126400 | 126400 | 124630 | 124418 | 1539.86 | 0 | 0 | 314.493 | 0 | 124104 | 950 | 122060 | 121449.7344
7142 | 1989-10-25 13:00 | 605 | 868 | 77 | 18.9 | 7.7 | -9900 | 36.9477 | 216.773 | 49.3189 | 0 |  | 605 | 572.428 | 81.3664 | 0.23022 | 516.136 | 76.0772 | 0.23022 | 502.361 | 72.7859 | 0 | 563.644 | 563.536 | 139514 | 42.8001 | 139778 | 129636 | 128735 | 128735 | 126438 | 126181 | 1486.03 | 0 | 0 | 290.403 | 0 | 125891 | 950 | 123759 | 123140.3672
7143 | 1989-10-25 14:00 | 285 | 333 | 125 | 18.3 | 6.2 | -9900 | 28.1856 | 230.75 | 58.3952 | 0 |  | 285 | 177.434 | 131.931 | 0.10845 | 140.135 | 123.296 | 0.10845 | 133.658 | 117.962 | 0 | 246.588 | 246.491 | 61027.2 | 29.4923 | 59988.1 | 58795.6 | 58467.8 | 58467.8 | 57647.4 | 57578.1 | 1408.8 | 0 | 0 | 47.5342 | 0 | 57530.5 | 950 | 56308 | 56026.4727
7144 | 1989-10-25 15:00 | 168 | 157 | 119 | 18.3 | 7.2 | -9900 | 17.669 | 241.855 | 69.3042 | 0 |  | 168 | 57.0139 | 122.506 | 0.063929 | 34.3286 | 114.48 | 0.063929 | 30.9415 | 109.528 | 0 | 137.66 | 137.614 | 34069.4 | 24.2706 | 32690.5 | 32743 | 32619.3 | 32619.3 | 32162.6 | 32149 | 1558.45 | 0 | 0 | 22.1426 | 0 | 32126.9 | 950 | 31293.5 | 31137.0645
7145 | 1989-10-25 16:00 | 59 | 189 | 38 | 17.2 | 6.2 | -9900 | 6.0936 | 251.052 | 81.2858 | 0 |  | 59 | 29.9468 | 42.3646 | 0.022451 | 16.4641 | 39.481 | 0.022451 | 11.1314 | 37.7741 | 0 | 47.9274 | 47.8655 | 11851.5 | 19.3734 | 10535.7 | 10752.4 | 10647.7 | 10647.7 | 10498.6 | 10497.1 | 1505.88 | 0 | 0 | 2.1529 | 0 | 10494.9 | 950 | 10044.2 | 9993.9736
7146 | 1989-10-25 17:00 | 2 | 3 | 1 | 16.7 | 4.6 | -9900 | -6.103 | 259.185 | 90 | 0 |  | 2 | 0 | 0.62377 | 0.00076106 | 0 | 0.58338 | 0 | 0 | 0.55814 | 0 | 0.54698 | 0.54668 | 135.339 | 16.7267 | 6.1286 | 6.0983 | 0.23579 | 0.23579 | 0.23106 | 0.23106 | 275.845 | 0 | 0 | 0 | 0.23106 | 0 | 790 | 0 | 0
7147 | 1989-10-25 18:00 | 0 | 0 | 0 | 16.1 | 1.5 | -9900
7148 | 1989-10-25 19:00 | 0 | 0 | 0 | 16.7 | 2.1 | -9900
7149 | 1989-10-25 20:00 | 0 | 0 | 0 | 16.1 | 2.6 | -9900
7150 | 1989-10-25 21:00 | 0 | 0 | 0 | 16.1 | 3.6 | -9900
7151 | 1989-10-25 22:00 | 0 | 0 | 0 | 15.6 | 2.1 | -9900
7152 | 1989-10-25 23:00 | 0 | 0 | 0 | 15.6 | 2.6 | -9900
7153 | 1989-10-26 | 0 | 0 | 0 | 13.9 | 2.6 | -9900
7154 | 1989-10-26 01:00 | 0 | 0 | 0 | 14.4 | 3.1 | -9900
7155 | 1989-10-26 02:00 | 0 | 0 | 0 | 13.3 | 2.6 | -9900
7156 | 1989-10-26 03:00 | 0 | 0 | 0 | 13.3 | 2.6 | -9900
7157 | 1989-10-26 04:00 | 0 | 0 | 0 | 12.8 | 1.5 | -9900
7158 | 1989-10-26 05:00 | 0 | 0 | 0 | 12.8 | 2.1 | -9900
7159 | 1989-10-26 06:00 | 63 | 409 | 19 | 13.9 | 1.5 | -9900 | 4.9142 | 108.354 | 85.4491 | 0 |  | 63 | 40.0721 | 19.0807 | 0.023973 | 37.4607 | 17.9669 | 0.023973 | 20.2143 | 17.1884 | 0 | 36.6546 | 36.5832 | 9053.98 | 15.9572 | 7879.04 | 8106.75 | 7987.95 | 7987.95 | 7876.12 | 7874.15 | 1367.99 | 0 | 0 | 1.6447 | 0 | 7872.5 | 950 | 7533.74 | 7496.0752
7160 | 1989-10-26 07:00 | 251 | 745 | 35 | 15.6 | 2.1 | -9900 | 16.5277 | 117.443 | 73.248 | 0 |  | 251 | 218.557 | 36.181 | 0.095513 | 209.746 | 33.9218 | 0.095513 | 184.042 | 32.4534 | 0 | 212.165 | 211.896 | 52452.4 | 27.1947 | 51297.5 | 50706.5 | 50272.5 | 50272.5 | 49568.6 | 49530.2 | 1475.54 | 0 | 0 | 54.3215 | 0 | 49475.8 | 950 | 48361.8 | 48119.9844
7161 | 1989-10-26 08:00 | 446 | 863 | 48 | 18.3 | 2.1 | -9900 | 27.1202 | 128.352 | 61.9542 | 0 |  | 446 | 409.999 | 49.861 | 0.16972 | 380.202 | 46.7068 | 0.16972 | 359.026 | 44.6853 | 0 | 395.637 | 395.277 | 97847 | 39.929 | 97446.2 | 91464.2 | 90965.7 | 90965.7 | 89223.4 | 89095.6 | 1460.72 | 0 | 0 | -253.363 | 0 | 89349 | 949.999 | 87863.9 | 87424.625
7162 | 1989-10-26 09:00 | 604 | 918 | 58 | 18.9 | 3.1 | -9900 | 36.0232 | 142.029 | 52.2133 | 0 |  | 604 | 568.272 | 60.4179 | 0.22984 | 473.445 | 56.5694 | 0.22984 | 458.872 | 54.1213 | 0 | 502.733 | 502.555 | 124407 | 45.176 | 124484 | 113070 | 112586 | 112586 | 106518 | 106304 | 1445.86 | 0 | 0 | -26.5191 | 927.65 | 105403 | 944.333 | 103577 | 103058.8203
7163 | 1989-10-26 10:00 | 707 | 949 | 64 | 20.6 | 4.1 | -9900 | 42.2387 | 159.163 | 45.081 | 0 |  | 707 | 674.959 | 66.8659 | 0.26904 | 575.088 | 62.5841 | 0.26904 | 563.322 | 59.8759 | 0 | 610.734 | 609.7 | 150943 | 51.0601 | 151338 | 134101 | 133297 | 133297 | 126051 | 125754 | 1425.39 | 0 | 0 | -1733.88 | 0 | 127488 | 944.427 | 125254 | 124627.4609
7164 | 1989-10-26 11:00 | 750 | 966 | 66 | 20.6 | 5.2 | -9900 | 44.6238 | 179.102 | 41.9229 | 0 |  | 750 | 724.28 | 69.2164 | 0.2854 | 670.778 | 64.7622 | 0.2854 | 659.28 | 61.96 | 0 | 706.815 | 705.962 | 174761 | 54.1475 | 175398 | 154904 | 154226 | 154226 | 152064 | 151704 | 1464.67 | 0 | 0 | 414.878 | 0 | 151289 | 950 | 148706 | 147962.7188
7165 | 1989-10-26 12:00 | 718 | 957 | 65 | 20 | 5.7 | -9900 | 42.5887 | 199.171 | 43.6007 | 0 |  | 718 | 698.653 | 68.4909 | 0.27322 | 678.864 | 64.0616 | 0.27322 | 665.925 | 61.2899 | 0 | 712.671 | 712.003 | 176256 | 53.0735 | 176951 | 158046 | 157771 | 157771 | 155562 | 155211 | 1515.96 | 0 | 0 | 465.077 | 0 | 154746 | 950 | 152099 | 151338.375
7166 | 1989-10-26 13:00 | 619 | 930 | 59 | 20 | 6.2 | -9900 | 36.6424 | 216.581 | 49.6205 | 0 |  | 619 | 607.71 | 62.5564 | 0.23555 | 547.239 | 58.4898 | 0.23555 | 532.375 | 55.9594 | 0 | 576.568 | 576.712 | 142774 | 46.1865 | 143090 | 130700 | 129659 | 129659 | 127391 | 127129 | 1469.36 | 0 | 0 | 294.987 | 0 | 126834 | 950 | 124682 | 124058.9922
7167 | 1989-10-26 14:00 | 465 | 877 | 49 | 19.4 | 7.2 | -9900 | 27.9148 | 230.514 | 58.6581 | 0 |  | 465 | 461.966 | 52.3992 | 0.17695 | 365.205 | 48.9719 | 0.17695 | 348.064 | 46.8534 | 0 | 387.019 | 386.309 | 95651.5 | 36.1607 | 95291.6 | 90193.3 | 89514.2 | 89514.2 | 85328.9 | 85165.2 | 1416.06 | 0 | 0 | -1373.21 | 0 | 86538.4 | 950 | 85005.6 | 84580.5859
7168 | 1989-10-26 15:00 | 270 | 765 | 36 | 19.4 | 7.7 | -9900 | 17.4283 | 241.601 | 69.5337 | 0 |  | 270 | 272.986 | 39.07 | 0.10274 | 164.322 | 36.4895 | 0.10274 | 147.84 | 34.9113 | 0 | 179.097 | 178.418 | 44174.9 | 26.9669 | 43088.6 | 42272.2 | 41978.6 | 41978.6 | 41390.9 | 41361.2 | 1542.54 | 0 | 0 | 43.7605 | 0 | 41317.4 | 950 | 40388.4 | 40186.4062
7169 | 1989-10-26 16:00 | 72 | 468 | 21 | 18.3 | 5.7 | -9900 | 5.8759 | 250.788 | 81.4898 | 0 |  | 72 | 73.6607 | 24.0719 | 0.027398 | 40.0901 | 22.4274 | 0.027398 | 26.6986 | 21.4579 | 0 | 47.1933 | 47.1677 | 11680.2 | 20.491 | 10420.3 | 10564.1 | 10312.5 | 10312.5 | 10089 | 10087.4 | 1472.92 | 0 | 0 | 2.3215 | 0 | 10085.1 | 942.562 | 9678.42 | 9630.0244
7170 | 1989-10-26 17:00 | 4 | 5 | 1 | 17.2 | 2.6 | -9900 | -6.3052 | 258.908 | 90 | 0 |  | 4 | 0 | 0.79693 | 0.0015221 | 0 | 0.74532 | 0 | 0 | 0.71308 | 0 | 0.69881 | 0.69842 | 172.901 | 17.2374 | 9.9966 | 9.9501 | 5.676 | 5.676 | 5.5929 | 5.5929 | 1020.49 | 0 | 0 | 1.5849e-07 | 0.0006064 | 5.5923 | 926.071 | 5.3122 | 5.2856
7171 | 1989-10-26 18:00 | 0 | 0 | 0 | 16.7 | 3.6 | -9900
7172 | 1989-10-26 19:00 | 0 | 0 | 0 | 16.7 | 3.1 | -9900
7173 | 1989-10-26 20:00 | 0 | 0 | 0 | 16.1 | 2.6 | -9900
7174 | 1989-10-26 21:00 | 0 | 0 | 0 | 15.6 | 0 | -9900
7175 | 1989-10-26 22:00 | 0 | 0 | 0 | 15 | 1.5 | -9900
7176 | 1989-10-26 23:00 | 0 | 0 | 0 | 14.4 | 1.5 | -9900
7177 | 1989-10-27 | 0 | 0 | 0 | 13.9 | 1.5 | -9900
7178 | 1989-10-27 01:00 | 0 | 0 | 0 | 12.8 | 2.1 | -9900
7179 | 1989-10-27 02:00 | 0 | 0 | 0 | 13.9 | 2.1 | -9900
7180 | 1989-10-27 03:00 | 0 | 0 | 0 | 12.8 | 1.5 | -9900
7181 | 1989-10-27 04:00 | 0 | 0 | 0 | 11.7 | 2.1 | -9900
7182 | 1989-10-27 05:00 | 0 | 0 | 0 | 12.2 | 1.5 | -9900
7183 | 1989-10-27 06:00 | 46 | 144 | 31 | 13.3 | 2.1 | -9900 | 4.7378 | 108.645 | 85.6052 | 0 |  | 46 | 13.1932 | 30.3735 | 0.017504 | 12.3437 | 28.5901 | 0.017504 | 6.6287 | 27.3514 | 0 | 33.3005 | 33.3021 | 8243.36 | 15.1222 | 7033.39 | 7280.87 | 7221.36 | 7221.36 | 7120.26 | 7119.28 | 1477.22 | 0 | 0 | 1.1891 | 0 | 7118.1 | 950 | 6795.04 | 6761.0615
7184 | 1989-10-27 07:00 | 219 | 523 | 69 | 16.7 | 1.5 | -9900 | 16.3267 | 117.728 | 73.4291 | 0 |  | 219 | 151.979 | 70.5709 | 0.083336 | 145.863 | 66.1975 | 0.083336 | 127.722 | 63.3316 | 0 | 187.232 | 186.897 | 46265.6 | 27.2098 | 45016.7 | 44542.1 | 44226 | 44226 | 43606.8 | 43578.9 | 1517.07 | 0 | 0 | 42.4857 | 0 | 43536.4 | 950 | 42521.7 | 42309.0469
7185 | 1989-10-27 08:00 | 415 | 693 | 97 | 18.9 | 1.5 | -9900 | 26.8857 | 128.628 | 62.1698 | 0 |  | 415 | 327.894 | 100.263 | 0.15792 | 303.515 | 93.9658 | 0.15792 | 286.39 | 89.8985 | 0 | 368.763 | 368.633 | 91253 | 39.6294 | 90717.4 | 85347.3 | 84997.7 | 84997.7 | 83792.1 | 83682.5 | 1470.69 | 0 | 0 | 130.43 | 0 | 83552.1 | 949.999 | 82135.9 | 81725.2109
7186 | 1989-10-27 09:00 | 576 | 777 | 118 | 20 | 2.1 | -9900 | 35.7479 | 142.273 | 52.4728 | 0 |  | 576 | 477.052 | 122.586 | 0.21918 | 396.41 | 114.8 | 0.21918 | 384.028 | 109.832 | 0 | 483.983 | 483.604 | 119715 | 46.4622 | 119679 | 108501 | 107991 | 107991 | 103862 | 103671 | 1456.66 | 0 | 0 | -204.155 | 0 | 103875 | 942.293 | 102112 | 101601.0156
7187 | 1989-10-27 10:00 | 680 | 817 | 129 | 20.6 | 4.1 | -9900 | 41.9235 | 159.331 | 45.3869 | 0 |  | 680 | 578.8 | 134.821 | 0.25876 | 493.176 | 126.208 | 0.25876 | 482.899 | 120.747 | 0 | 591.573 | 591.843 | 146523 | 50.1679 | 146841 | 131107 | 130385 | 130385 | 125681 | 125396 | 1420.08 | 0 | 0 | -1286.85 | 0 | 126683 | 950 | 124469 | 123846.4609
7188 | 1989-10-27 11:00 | 720 | 824 | 139 | 21.7 | 4.6 | -9900 | 44.286 | 179.139 | 42.2584 | 0 |  | 720 | 615.657 | 145.901 | 0.27398 | 570.186 | 136.524 | 0.27398 | 560.209 | 130.616 | 0 | 677.009 | 676.442 | 167456 | 54.7343 | 168028 | 148299 | 147691 | 147691 | 145623 | 145299 | 1476.19 | 0 | 0 | 393.869 | 0 | 144905 | 950 | 142457 | 141745.125
7189 | 1989-10-27 12:00 | 699 | 819 | 144 | 22.8 | 4.1 | -9900 | 42.2583 | 199.07 | 43.9308 | 0 |  | 699 | 594.273 | 151.611 | 0.26599 | 577.441 | 141.809 | 0.26599 | 566.215 | 135.673 | 0 | 687.85 | 687.162 | 170104 | 57.13 | 170739 | 149939 | 149671 | 149671 | 147576 | 147273 | 1532.1 | 0 | 0 | 434.523 | 0 | 146838 | 950 | 144363 | 143640.9219
7190 | 1989-10-27 13:00 | 589 | 765 | 131 | 20.6 | 5.2 | -9900 | 36.3412 | 216.389 | 49.9181 | 0 |  | 589 | 497.503 | 139.489 | 0.22413 | 447.648 | 130.411 | 0.22413 | 435.277 | 124.77 | 0 | 548.845 | 548.651 | 135828 | 46.672 | 136023 | 124281 | 123509 | 123509 | 121559 | 121334 | 1501.19 | 0 | 0 | 241.693 | 0 | 121092 | 950 | 119061 | 118465.7734
7191 | 1989-10-27 14:00 | 429 | 681 | 109 | 20.6 | 4.1 | -9900 | 27.648 | 230.279 | 58.917 | 0 |  | 429 | 355.851 | 116.689 | 0.16325 | 281.674 | 109.038 | 0.16325 | 268.252 | 104.322 | 0 | 365.122 | 364.699 | 90298.9 | 38.8201 | 89772.5 | 84361 | 83879.9 | 83879.9 | 82038.8 | 81897.5 | 1411.52 | 0 | 0 | -17.8427 | 0 | 81915.4 | 950 | 80477.3 | 80074.9375
7192 | 1989-10-27 15:00 | 233 | 535 | 71 | 19.4 | 3.6 | -9900 | 17.1918 | 241.347 | 69.7591 | 0 |  | 233 | 189.491 | 77.0478 | 0.088664 | 114.032 | 71.9392 | 0.088664 | 102.407 | 68.8278 | 0 | 167.81 | 167.608 | 41497.8 | 27.9662 | 40266.7 | 39512.5 | 39279.4 | 39279.4 | 38729.5 | 38706.9 | 1551.83 | 0 | 0 | 35.122 | 0 | 38671.8 | 950 | 37726.5 | 37537.8945
7193 | 1989-10-27 16:00 | 53 | 179 | 34 | 18.3 | 2.6 | -9900 | 5.6625 | 250.524 | 81.6896 | 0 |  | 53 | 27.8092 | 38.2672 | 0.020168 | 14.9677 | 35.6542 | 0.020168 | 9.8171 | 34.1129 | 0 | 43.0513 | 43.0127 | 10649.8 | 20.6007 | 9361.15 | 9509.51 | 9418.8 | 9418.8 | 9286.94 | 9285.71 | 1491.77 | 0 | 0 | 1.6492 | 0 | 9284.06 | 950 | 8876.54 | 8832.1592
7194 | 1989-10-27 17:00 | 0 | 0 | 0 | 17.2 | 2.1 | -9900
7195 | 1989-10-27 18:00 | 0 | 0 | 0 | 17.2 | 2.1 | -9900
7196 | 1989-10-27 19:00 | 0 | 0 | 0 | 16.1 | 2.1 | -9900
7197 | 1989-10-27 20:00 | 0 | 0 | 0 | 16.1 | 1.5 | -9900
7198 | 1989-10-27 21:00 | 0 | 0 | 0 | 15.6 | 1.5 | -9900
7199 | 1989-10-27 22:00 | 0 | 0 | 0 | 15 | 1.5 | -9900
7200 | 1989-10-27 23:00 | 0 | 0 | 0 | 13.3 | 2.1 | -9900
7201 | 1989-10-28 | 0 | 0 | 0 | 13.9 | 1.5 | -9900
7202 | 1989-10-28 01:00 | 0 | 0 | 0 | 12.8 | 0 | -9900
7203 | 1989-10-28 02:00 | 0 | 0 | 0 | 12.8 | 2.1 | -9900
7204 | 1989-10-28 03:00 | 0 | 0 | 0 | 12.2 | 1.5 | -9900
7205 | 1989-10-28 04:00 | 0 | 0 | 0 | 11.7 | 1.5 | -9900
7206 | 1989-10-28 05:00 | 0 | 0 | 0 | 11.1 | 1.5 | -9900
7207 | 1989-10-28 06:00 | 57 | 305 | 24 | 12.2 | 1.5 | -9900 | 4.5608 | 108.932 | 85.7516 | 0 |  | 57 | 28.0604 | 23.6934 | 0.02169 | 26.2232 | 22.2874 | 0.02169 | 14.0012 | 21.322 | 0 | 34.6167 | 34.6138 | 8567.27 | 14.1464 | 7374.84 | 7647.01 | 7555.47 | 7555.47 | 7449.69 | 7448.26 | 1416.01 | 0 | 0 | 1.4047 | 0 | 7446.85 | 950 | 7117.29 | 7081.707
7208 | 1989-10-28 07:00 | 238 | 684 | 44 | 15.6 | 1.5 | -9900 | 16.1252 | 118.008 | 73.6111 | 0 |  | 238 | 196.825 | 45.3912 | 0.090566 | 188.918 | 42.5889 | 0.090566 | 165.069 | 40.745 | 0 | 201.697 | 201.504 | 49879.9 | 26.9312 | 48687.1 | 48188.1 | 47794.7 | 47794.7 | 47125.5 | 47091.3 | 1487.7 | 0 | 0 | 49.2084 | 0 | 47042.1 | 950 | 45964.6 | 45734.7461
7209 | 1989-10-28 08:00 | 436 | 825 | 61 | 17.2 | 3.1 | -9900 | 26.651 | 128.897 | 62.386 | 0 |  | 436 | 387.032 | 63.2412 | 0.16591 | 357.859 | 59.24 | 0.16591 | 337.4 | 56.6761 | 0 | 386.195 | 385.866 | 95516.4 | 37.3749 | 95070.2 | 90182.4 | 89801.2 | 89801.2 | 88052.1 | 87928 | 1465.56 | 0 | 0 | -187.405 | 0 | 88115.4 | 949.999 | 86651 | 86217.7344
7210 | 1989-10-28 09:00 | 595 | 890 | 74 | 18.3 | 3.6 | -9900 | 35.4734 | 142.511 | 52.732 | 0 |  | 595 | 543.094 | 76.9367 | 0.22642 | 448.654 | 72.0357 | 0.22642 | 434.441 | 68.9183 | 0 | 493.292 | 493.504 | 122161 | 43.5224 | 122192 | 111848 | 111019 | 111019 | 105583 | 105374 | 1450.78 | 0 | 0 | -141.378 | 654.115 | 104862 | 944.183 | 103047 | 102531.375
7211 | 1989-10-28 10:00 | 648 | 871 | 65 | 20.6 | 3.1 | -9900 | 41.6103 | 159.492 | 45.6912 | 0 |  | 648 | 612.851 | 67.9439 | 0.24658 | 522.21 | 63.5935 | 0.24658 | 511.129 | 60.8416 | 0 | 560.531 | 560.059 | 138654 | 49.8825 | 138920 | 123853 | 123107 | 123107 | 117022 | 116774 | 1440.36 | 0 | 0 | -1432.82 | 0 | 118206 | 944.77 | 116159 | 115578.1328
7212 | 1989-10-28 11:00 | 689 | 868 | 81 | 21.1 | 4.1 | -9900 | 43.9516 | 179.172 | 42.5908 | 0 |  | 689 | 644.731 | 84.8246 | 0.26219 | 597.119 | 79.3662 | 0.26219 | 586.457 | 75.932 | 0 | 649.142 | 648.676 | 160579 | 53.5073 | 161101 | 142778 | 142146 | 142146 | 140155 | 139854 | 1474.99 | 0 | 0 | 361.024 | 0 | 139493 | 950 | 137149 | 136463.4375
7213 | 1989-10-28 12:00 | 561 | 543 | 196 | 21.1 | 5.2 | -9900 | 41.9319 | 198.968 | 44.2569 | 0 |  | 561 | 391.138 | 204.848 | 0.21348 | 380.06 | 191.604 | 0.21348 | 372.526 | 183.314 | 0 | 544.722 | 544.258 | 134732 | 46.9633 | 134912 | 123776 | 123535 | 123535 | 121806 | 121607 | 1550.68 | 0 | 0 | 304.559 | 0 | 121302 | 950 | 119311 | 118714.2422
7214 | 1989-10-28 13:00 | 537 | 703 | 119 | 20.6 | 5.2 | -9900 | 36.0442 | 216.197 | 50.2115 | 0 |  | 537 | 454.493 | 127.056 | 0.20434 | 408.43 | 118.786 | 0.20434 | 396.949 | 113.648 | 0 | 500.385 | 499.716 | 123715 | 44.3466 | 123728 | 114187 | 113474 | 113474 | 111774 | 111582 | 1491.05 | 0 | 0 | 199.228 | 0 | 111383 | 950 | 109550 | 109001.8359
7215 | 1989-10-28 14:00 | 380 | 574 | 113 | 20 | 5.2 | -9900 | 27.3854 | 230.044 | 59.1718 | 0 |  | 380 | 297.325 | 120.847 | 0.1446 | 235.501 | 112.926 | 0.1446 | 224.109 | 108.041 | 0 | 325.507 | 325.203 | 80518.3 | 35.4537 | 79816.2 | 76185.4 | 75808 | 75808 | 74366.4 | 74250.9 | 1411.1 | 0 | 0 | -41.2008 | 0 | 74292.1 | 949.999 | 72930.4 | 72565.7578
7216 | 1989-10-28 15:00 | 195 | 332 | 95 | 19.4 | 3.6 | -9900 | 16.9595 | 241.095 | 69.9804 | 0 |  | 195 | 117.282 | 101.135 | 0.074203 | 70.5593 | 94.4558 | 0.074203 | 63.2497 | 90.3704 | 0 | 150.548 | 150.432 | 37243.9 | 27.0884 | 35919.2 | 35506.2 | 35346.4 | 35346.4 | 34851.6 | 34835.1 | 1561.89 | 0 | 0 | 26.9993 | 0 | 34808.1 | 950 | 33926.1 | 33756.4531
7217 | 1989-10-28 16:00 | 54 | 110 | 42 | 17.8 | 3.1 | -9900 | 5.4535 | 250.262 | 81.8852 | 0 |  | 54 | 17.8087 | 45.8991 | 0.020549 | 9.5009 | 42.7984 | 0.020549 | 6.1332 | 40.9479 | 0 | 46.1395 | 46.0905 | 11411.3 | 20.2098 | 10098.1 | 10276.9 | 10201.3 | 10201.3 | 10058.4 | 10057.1 | 1528.07 | 0 | 0 | 2.0296 | 0 | 10055.1 | 950 | 9616.41 | 9568.3291
7218 | 1989-10-28 17:00 | 0 | 0 | 0 | 17.2 | 2.1 | -9900
7219 | 1989-10-28 18:00 | 0 | 0 | 0 | 16.7 | 2.6 | -9900
7220 | 1989-10-28 19:00 | 0 | 0 | 0 | 16.7 | 0 | -9900
7221 | 1989-10-28 20:00 | 0 | 0 | 0 | 16.1 | 1.5 | -9900
7222 | 1989-10-28 21:00 | 0 | 0 | 0 | 15 | 2.6 | -9900
7223 | 1989-10-28 22:00 | 0 | 0 | 0 | 13.9 | 2.1 | -9900
7224 | 1989-10-28 23:00 | 0 | 0 | 0 | 14.4 | 1.5 | -9900
7225 | 1989-10-29 | 0 | 0 | 0 | 13.9 | 1.5 | -9900
7226 | 1989-10-29 01:00 | 0 | 0 | 0 | 12.8 | 2.1 | -9900
7227 | 1989-10-29 02:00 | 0 | 0 | 0 | 12.8 | 2.1 | -9900
7228 | 1989-10-29 03:00 | 0 | 0 | 0 | 12.8 | 2.1 | -9900
7229 | 1989-10-29 04:00 | 0 | 0 | 0 | 11.7 | 2.1 | -9900
7230 | 1989-10-29 05:00 | 0 | 0 | 0 | 11.7 | 1.5 | -9900
7231 | 1989-10-29 06:00 | 51 | 191 | 31 | 11.7 | 1.5 | -9900 | 4.3831 | 109.214 | 85.8958 | 0 |  | 51 | 16.4299 | 29.9683 | 0.019407 | 15.3573 | 28.2049 | 0.019407 | 8.1304 | 26.983 | 0 | 34.4111 | 34.4163 | 8519 | 13.6353 | 7304.77 | 7600.24 | 7532.57 | 7532.57 | 7427.11 | 7425.97 | 1455.71 | 0 | 0 | 1.3107 | 0 | 7424.66 | 950 | 7090.66 | 7055.2109
7232 | 1989-10-29 07:00 | 161 | 375 | 56 | 16.7 | 1.5 | -9900 | 15.9231 | 118.282 | 73.7941 | 0 |  | 161 | 106.674 | 57.4892 | 0.061265 | 102.27 | 53.9445 | 0.061265 | 89.1675 | 51.6089 | 0 | 137.961 | 137.837 | 34120.6 | 24.451 | 32750.1 | 32758.8 | 32531.2 | 32531.2 | 32075.8 | 32060.3 | 1497.34 | 0 | 0 | 22.8234 | 0 | 32037.5 | 950 | 31200.8 | 31044.793
7233 | 1989-10-29 08:00 | 403 | 772 | 55 | 18.9 | 2.1 | -9900 | 26.4163 | 129.159 | 62.6027 | 0 |  | 403 | 359.504 | 57.108 | 0.15335 | 331.962 | 53.4959 | 0.15335 | 312.732 | 51.1806 | 0 | 356.634 | 356.22 | 88177.8 | 38.3919 | 87607.2 | 82769 | 82456.1 | 82456.1 | 80876.6 | 80771 | 1458.24 | 0 | 0 | -43.5509 | 0 | 80814.6 | 949.999 | 79424.1 | 79026.9375
7234 | 1989-10-29 09:00 | 594 | 904 | 68 | 22.2 | 2.6 | -9900 | 35.1998 | 142.741 | 52.9909 | 0 |  | 594 | 548.731 | 70.7879 | 0.22604 | 451.019 | 66.2793 | 0.22604 | 436.528 | 63.411 | 0 | 489.94 | 489.852 | 121262 | 48.4012 | 121286 | 108611 | 108054 | 108054 | 102655 | 102457 | 1456.89 | 0 | 0 | -109.974 | 765.664 | 101802 | 944.757 | 100048 | 99548.0078
7235 | 1989-10-29 10:00 | 711 | 954 | 75 | 24.4 | 3.1 | -9900 | 41.2992 | 159.646 | 45.9937 | 0 |  | 711 | 669.042 | 78.3086 | 0.27056 | 571.028 | 73.2945 | 0.27056 | 558.689 | 70.1228 | 0 | 616.235 | 616.336 | 152588 | 56.625 | 152989 | 132250 | 131662 | 131662 | 125660 | 125373 | 1428.47 | 0 | 0 | -1151.46 | 0 | 126524 | 945.33 | 124314 | 123692.2109
7236 | 1989-10-29 11:00 | 723 | 957 | 58 | 23.3 | 5.2 | -9900 | 43.6205 | 179.199 | 42.9199 | 0 |  | 723 | 705.681 | 60.9523 | 0.27512 | 653.575 | 57.0305 | 0.27512 | 641.67 | 54.5628 | 0 | 682.308 | 681.78 | 168774 | 55.6983 | 169374 | 148633 | 147976 | 147976 | 145903 | 145572 | 1462.16 | 0 | 0 | 384.984 | 0 | 145187 | 950 | 142734 | 142020.2344
7237 | 1989-10-29 12:00 | 715 | 953 | 76 | 23.9 | 5.2 | -9900 | 41.6097 | 198.863 | 44.5789 | 0 |  | 715 | 685.3 | 80.0288 | 0.27208 | 665.893 | 74.8538 | 0.27208 | 652.436 | 71.6152 | 0 | 709.57 | 708.776 | 175456 | 57.5812 | 176143 | 154306 | 154045 | 154045 | 151888 | 151557 | 1521.65 | 0 | 0 | 447.444 | 0 | 151109 | 950 | 148541 | 147798.625
7238 | 1989-10-29 13:00 | 560 | 823 | 75 | 24.4 | 4.1 | -9900 | 35.7514 | 216.005 | 50.5008 | 0 |  | 560 | 527.854 | 79.3837 | 0.2131 | 474.61 | 74.2239 | 0.2131 | 461.043 | 71.0128 | 0 | 521.415 | 520.931 | 128965 | 50.4253 | 129076 | 115930 | 115070 | 115070 | 113235 | 113032 | 1485.49 | 0 | 0 | 225.837 | 0 | 112806 | 950 | 110945 | 110390.5703
7239 | 1989-10-29 14:00 | 428 | 790 | 63 | 24.4 | 5.2 | -9900 | 27.1272 | 229.811 | 59.4224 | 0 |  | 428 | 407.02 | 67.2373 | 0.16287 | 322.797 | 62.8404 | 0.16287 | 306.951 | 60.122 | 0 | 359.731 | 359.382 | 88987.5 | 41.4779 | 88487.8 | 82083.2 | 81695.4 | 81695.4 | 79122.5 | 78985.1 | 1413.13 | 0 | 0 | -230.759 | 0 | 79215.9 | 950 | 77805.6 | 77416.5234
7240 | 1989-10-29 15:00 | 239 | 643 | 50 | 22.8 | 5.2 | -9900 | 16.7315 | 240.845 | 70.1975 | 0 |  | 239 | 222.26 | 54.7638 | 0.090947 | 133.681 | 51.1307 | 0.090947 | 119.611 | 48.9193 | 0 | 165.16 | 164.9 | 40828.1 | 30.6361 | 39639.5 | 38429.9 | 38188.2 | 38188.2 | 37653.6 | 37631.1 | 1557.54 | 0 | 0 | 34.9947 | 0 | 37596.1 | 950 | 36688.8 | 36505.3281
7241 | 1989-10-29 16:00 | 52 | 143 | 37 | 20.6 | 3.6 | -9900 | 5.2489 | 250 | 82.0765 | 0 |  | 52 | 22.5845 | 41.6628 | 0.019788 | 11.926 | 38.8184 | 0.019788 | 7.5651 | 37.1402 | 0 | 43.8112 | 43.7785 | 10839.6 | 22.8375 | 9542.77 | 9615.43 | 9541.73 | 9541.73 | 9408.15 | 9406.91 | 1500.28 | 0 | 0 | 1.6969 | 0 | 9405.22 | 950 | 8991.62 | 8946.6621
7242 | 1989-10-29 17:00 | 0 | 0 | 0 | 19.4 | 2.1 | -9900
7243 | 1989-10-29 18:00 | 0 | 0 | 0 | 17.2 | 2.6 | -9900
7244 | 1989-10-29 19:00 | 0 | 0 | 0 | 18.3 | 2.6 | -9900
7245 | 1989-10-29 20:00 | 0 | 0 | 0 | 17.2 | 2.6 | -9900
7246 | 1989-10-29 21:00 | 0 | 0 | 0 | 15.6 | 2.1 | -9900
7247 | 1989-10-29 22:00 | 0 | 0 | 0 | 14.4 | 1.5 | -9900
7248 | 1989-10-29 23:00 | 0 | 0 | 0 | 13.9 | 2.6 | -9900
7249 | 1989-10-30 | 0 | 0 | 0 | 13.9 | 1.5 | -9900
7250 | 1989-10-30 01:00 | 0 | 0 | 0 | 13.3 | 2.6 | -9900
7251 | 1989-10-30 02:00 | 0 | 0 | 0 | 11.7 | 2.1 | -9900
7252 | 1989-10-30 03:00 | 0 | 0 | 0 | 10.6 | 2.1 | -9900
7253 | 1989-10-30 04:00 | 0 | 0 | 0 | 10 | 2.6 | -9900
7254 | 1989-10-30 05:00 | 0 | 0 | 0 | 11.7 | 3.1 | -9900
7255 | 1989-10-30 06:00 | 48 | 110 | 37 | 13.9 | 2.6 | -9900 | 4.2048 | 109.491 | 86.041 | 0 |  | 48 | 8.7174 | 35.6474 | 0.018265 | 8.1256 | 33.5087 | 0.018265 | 4.2677 | 32.0573 | 0 | 35.5985 | 35.616 | 8816.31 | 15.805 | 7578.56 | 7831.96 | 7780.17 | 7780.17 | 7671.25 | 7670.24 | 1485.73 | 0 | 0 | 1.3205 | 0 | 7668.92 | 950 | 7321.97 | 7285.3599
7256 | 1989-10-30 07:00 | 207 | 424 | 90 | 18.9 | 4.1 | -9900 | 15.7205 | 118.551 | 73.9779 | 0 |  | 207 | 119.029 | 91.2957 | 0.07877 | 114.007 | 85.5986 | 0.07877 | 99.1798 | 81.8931 | 0 | 177.451 | 177.266 | 43882 | 27.7561 | 42599.7 | 42091.6 | 41849.7 | 41849.7 | 41263.8 | 41239.2 | 1525.34 | 0 | 0 | 37.9228 | 0 | 41201.3 | 950 | 40232 | 40030.7969
7257 | 1989-10-30 08:00 | 383 | 527 | 148 | 21.1 | 3.1 | -9900 | 26.1817 | 129.415 | 62.8198 | 0 |  | 383 | 242.998 | 151.214 | 0.14574 | 224.03 | 141.658 | 0.14574 | 210.879 | 135.527 | 0 | 339.478 | 339.541 | 84050.7 | 38.8528 | 83377 | 78814.6 | 78581.7 | 78581.7 | 77481.5 | 77388.8 | 1473.13 | 0 | 0 | 123.712 | 0 | 77265.1 | 949.999 | 75888.3 | 75508.8125
7258 | 1989-10-30 09:00 | 498 | 596 | 154 | 23.3 | 3.1 | -9900 | 34.9271 | 142.964 | 53.2493 | 0 |  | 498 | 359.144 | 159.678 | 0.1895 | 294.415 | 149.545 | 0.1895 | 284.816 | 143.073 | 0 | 419.331 | 418.363 | 103564 | 45.174 | 103250 | 94535.1 | 94129.7 | 94129.7 | 91653.5 | 91506.7 | 1439.76 | 0 | 0 | -129.181 | 0 | 91635.9 | 945.393 | 90112 | 89661.3984
7259 | 1989-10-30 10:00 | 470 | 234 | 315 | 23.9 | 4.1 | -9900 | 40.9904 | 159.793 | 46.2943 | 0 |  | 470 | 163.169 | 320.009 | 0.17885 | 138.377 | 299.456 | 0.17885 | 135.335 | 286.498 | 0 | 413.396 | 413.184 | 102288 | 44.5423 | 101917 | 94279.4 | 93995.4 | 93995.4 | 92679.4 | 92554.6 | 1496.54 | 0 | 0 | 172.825 | 0 | 92381.8 | 950 | 90826.7 | 90372.5625
7260 | 1989-10-30 11:00 | 385 | 150 | 282 | 23.9 | 4.6 | -9900 | 43.293 | 179.222 | 43.2457 | 0 |  | 385 | 109.379 | 287.118 | 0.1465 | 101.304 | 268.605 | 0.1465 | 99.4221 | 256.983 | 0 | 349.277 | 349.114 | 86427.1 | 40.9491 | 85776.3 | 80629.3 | 80393.5 | 80393.5 | 79267.3 | 79182.9 | 1537.99 | 0 | 0 | 130.45 | 0 | 79052.5 | 949.999 | 77621 | 77232.8984
7261 | 1989-10-30 12:00 | 450 | 222 | 303 | 22.8 | 5.2 | -9900 | 41.2916 | 198.758 | 44.8967 | 0 |  | 450 | 157.776 | 309.635 | 0.17124 | 153.308 | 289.605 | 0.17124 | 150.15 | 277.075 | 0 | 418.681 | 418.394 | 103576 | 42.6822 | 103224 | 96425.5 | 96212.3 | 96212.3 | 94865.4 | 94748 | 1558.9 | 0 | 0 | 190.606 | 0 | 94557.4 | 949.999 | 93004.7 | 92539.6328
7262 | 1989-10-30 13:00 | 377 | 140 | 295 | 22.8 | 4.6 | -9900 | 35.4631 | 215.814 | 50.7856 | 0 |  | 377 | 89.3318 | 302.628 | 0.14346 | 80.3226 | 282.977 | 0.14346 | 77.9883 | 270.734 | 0 | 341.748 | 341.581 | 84563.2 | 39.4812 | 83877.6 | 79335.1 | 79074.7 | 79074.7 | 77967.6 | 77890.4 | 1571.77 | 0 | 0 | 132.605 | 0 | 77757.7 | 949.999 | 76348.1 | 75966.3281
7263 | 1989-10-30 14:00 | 325 | 333 | 173 | 23.9 | 3.6 | -9900 | 26.8734 | 229.579 | 59.6687 | 0 |  | 325 | 169.734 | 179.49 | 0.12367 | 134.741 | 167.773 | 0.12367 | 128.03 | 160.515 | 0 | 282.774 | 282.492 | 69941.1 | 38.3378 | 69027.8 | 65410.5 | 65154.5 | 65154.5 | 64242.3 | 64169.5 | 1450.77 | 0 | 0 | 71.75 | 0 | 64097.8 | 950 | 62796.2 | 62482.1875
7264 | 1989-10-30 15:00 | 139 | 44 | 126 | 22.2 | 4.1 | -9900 | 16.5081 | 240.595 | 70.4102 | 0 |  | 139 | 15.329 | 128.22 | 0.052894 | 9.2175 | 119.898 | 0.052894 | 8.2321 | 114.711 | 0 | 120.484 | 120.419 | 29811.7 | 28.216 | 28395.8 | 28040.6 | 27951.6 | 27951.6 | 27560.2 | 27550.5 | 1568.76 | 0 | 0 | 16.4765 | 0 | 27534 | 950 | 26704.6 | 26571.084
7265 | 1989-10-30 16:00 | 31 | 2 | 30 | 20.6 | 4.1 | -9900 | 5.0489 | 249.741 | 82.2633 | 0 |  | 31 | 1.5285 | 29.2111 | 0.011796 | 0.79959 | 27.351 | 0.011796 | 0.49751 | 26.1673 | 0 | 26.1315 | 26.1163 | 6465.55 | 21.9048 | 5304.02 | 5363.65 | 5333.04 | 5333.04 | 5258.38 | 5258.01 | 1543.03 | 0 | 0 | 0.59474 | 0 | 5257.42 | 950 | 5007.33 | 4982.2886
7266 | 1989-10-30 17:00 | 0 | 0 | 0 | 19.4 | 3.1 | -9900
7267 | 1989-10-30 18:00 | 0 | 0 | 0 | 19.4 | 1.5 | -9900
7268 | 1989-10-30 19:00 | 0 | 0 | 0 | 18.9 | 2.1 | -9900
7269 | 1989-10-30 20:00 | 0 | 0 | 0 | 18.3 | 1.5 | -9900
7270 | 1989-10-30 21:00 | 0 | 0 | 0 | 18.3 | 2.1 | -9900
7271 | 1989-10-30 22:00 | 0 | 0 | 0 | 17.2 | 2.6 | -9900
7272 | 1989-10-30 23:00 | 0 | 0 | 0 | 17.2 | 2.6 | -9900
7273 | 1989-10-31 | 0 | 0 | 0 | 16.7 | 2.1 | -9900
7274 | 1989-10-31 01:00 | 0 | 0 | 0 | 17.2 | 3.6 | -9900
7275 | 1989-10-31 02:00 | 0 | 0 | 0 | 17.2 | 3.6 | -9900
7276 | 1989-10-31 03:00 | 0 | 0 | 0 | 17.8 | 2.6 | -9900
7277 | 1989-10-31 04:00 | 0 | 0 | 0 | 16.7 | 4.1 | -9900
7278 | 1989-10-31 05:00 | 0 | 0 | 0 | 16.1 | 3.1 | -9900
7279 | 1989-10-31 06:00 | 18 | 20 | 16 | 17.2 | 2.6 | -9900 | 4.0259 | 109.763 | 86.1871 | 0 |  | 18 | 1.5266 | 15.7263 | 0.0068495 | 1.4287 | 14.7346 | 0.0068495 | 0.74349 | 14.0968 | 0 | 14.5435 | 14.5356 | 3598.34 | 17.9775 | 2599.38 | 2657.02 | 2638.21 | 2638.21 | 2601.27 | 2601.16 | 1431.88 | 0 | 0 | 0.1378 | 0 | 2601.02 | 950 | 2472.01 | 2459.6453
7280 | 1989-10-31 07:00 | 163 | 176 | 115 | 17.8 | 2.6 | -9900 | 15.5176 | 118.814 | 74.1624 | 0 |  | 163 | 48.9001 | 115.252 | 0.062026 | 46.7832 | 107.96 | 0.062026 | 40.6062 | 103.287 | 0 | 141.016 | 140.879 | 34875.3 | 25.3353 | 33495.3 | 33427.9 | 33288.3 | 33288.3 | 32822.2 | 32807.6 | 1553.76 | 0 | 0 | 23.9764 | 0 | 32783.7 | 950 | 31936.6 | 31776.9316
7281 | 1989-10-31 08:00 | 408 | 651 | 120 | 19.4 | 3.1 | -9900 | 25.9473 | 129.665 | 63.0372 | 0 |  | 408 | 298.085 | 123.647 | 0.15526 | 274.577 | 115.86 | 0.15526 | 258.242 | 110.846 | 0 | 361.705 | 361.615 | 89513.4 | 38.3069 | 88941.7 | 84171.9 | 83891.6 | 83891.6 | 82717.1 | 82609 | 1464.32 | 0 | 0 | 140.926 | 0 | 82468.1 | 949.999 | 81062.4 | 80657.0703
7282 | 1989-10-31 09:00 | 500 | 610 | 150 | 22.2 | 2.6 | -9900 | 34.6555 | 143.18 | 53.5071 | 0 |  | 500 | 365.691 | 155.655 | 0.19026 | 298.339 | 145.78 | 0.19026 | 288.473 | 139.471 | 0 | 419.386 | 419.32 | 103798 | 44.6285 | 103491 | 94877.3 | 94604.7 | 94604.7 | 92018.1 | 91871.1 | 1449.24 | 0 | 0 | -192.073 | 0 | 92063.2 | 945.054 | 90532 | 90079.3125
7283 | 1989-10-31 10:00 | 591 | 622 | 182 | 23.9 | 3.1 | -9900 | 40.684 | 159.933 | 46.5929 | 0 |  | 591 | 430.861 | 189.702 | 0.22489 | 365.41 | 177.587 | 0.22489 | 357.236 | 169.902 | 0 | 516.595 | 516.171 | 127781 | 50.8879 | 127848 | 114307 | 113850 | 113850 | 111750 | 111527 | 1413.48 | 0 | 0 | -263.493 | 0 | 111790 | 950 | 109879 | 109330.0938
7284 | 1989-10-31 11:00 | 530 | 463 | 212 | 24.4 | 4.1 | -9900 | 42.9692 | 179.241 | 43.5679 | 0 |  | 530 | 337.936 | 220.567 | 0.20168 | 312.991 | 206.385 | 0.20168 | 307.062 | 197.455 | 0 | 494.427 | 493.784 | 122238 | 49.069 | 122216 | 110914 | 110495 | 110495 | 108948 | 108778 | 1505.81 | 0 | 0 | 233.525 | 0 | 108544 | 950 | 106759 | 106225.5234
7285 | 1989-10-31 12:00 | 642 | 847 | 82 | 22.2 | 7.7 | -9900 | 40.978 | 198.65 | 45.2101 | 0 |  | 642 | 601.523 | 86.321 | 0.2443 | 583.64 | 80.7396 | 0.2443 | 571.392 | 77.2463 | 0 | 635.666 | 634.893 | 157166 | 49.1264 | 157668 | 143251 | 142808 | 142808 | 140809 | 140524 | 1513.91 | 0 | 0 | 383.712 | 0 | 140140 | 950 | 137790 | 137101.0469
7286 | 1989-10-31 13:00 | 589 | 880 | 76 | 21.7 | 5.2 | -9900 | 35.1793 | 215.623 | 51.0661 | 0 |  | 589 | 559.408 | 80.479 | 0.22413 | 502.728 | 75.2485 | 0.22413 | 487.878 | 71.993 | 0 | 548.673 | 548.779 | 135859 | 47.7781 | 136071 | 123531 | 122476 | 122476 | 120498 | 120266 | 1482.16 | 0 | 0 | 247.873 | 0 | 120018 | 950 | 118009 | 117418.9766
7287 | 1989-10-31 14:00 | 436 | 809 | 69 | 21.1 | 5.2 | -9900 | 26.6241 | 229.348 | 59.9105 | 0 |  | 436 | 410.388 | 74.6127 | 0.16591 | 325.995 | 69.7192 | 0.16591 | 309.523 | 66.7034 | 0 | 368.702 | 368.499 | 91242.5 | 38.6111 | 90771.5 | 85199 | 84671.4 | 84671.4 | 82097.3 | 81950.6 | 1404.39 | 0 | 0 | -201.218 | 0 | 82151.8 | 949.999 | 80696.8 | 80293.2891
7288 | 1989-10-31 15:00 | 239 | 672 | 46 | 20.6 | 5.2 | -9900 | 16.2892 | 240.347 | 70.6185 | 0 |  | 239 | 228.196 | 50.6097 | 0.090947 | 137.183 | 47.2494 | 0.090947 | 122.29 | 45.2059 | 0 | 164.146 | 163.705 | 40532 | 28.3793 | 39350.9 | 38461.4 | 38211.4 | 38211.4 | 37676.4 | 37653.3 | 1546.62 | 0 | 0 | 35.0934 | 0 | 37618.2 | 950 | 36715.6 | 36531.9844
7289 | 1989-10-31 16:00 | 58 | 312 | 25 | 18.9 | 3.1 | -9900 | 4.8536 | 249.482 | 82.4455 | 0 |  | 58 | 49.8277 | 29.0572 | 0.022071 | 25.9255 | 27.0501 | 0.022071 | 15.8776 | 25.8809 | 0 | 40.9234 | 40.8583 | 10117.9 | 21.0363 | 8865.23 | 8978.9 | 8861.52 | 8861.52 | 8722.43 | 8721.26 | 1465.39 | 0 | 0 | 1.5554 | 0 | 8719.7 | 945.347 | 8344.52 | 8302.7939
7290 | 1989-10-31 17:00 | 0 | 0 | 0 | 18.3 | 2.6 | -9900
7291 | 1989-10-31 18:00 | 0 | 0 | 0 | 17.8 | 2.1 | -9900
7292 | 1989-10-31 19:00 | 0 | 0 | 0 | 16.1 | 2.1 | -9900
7293 | 1989-10-31 20:00 | 0 | 0 | 0 | 15.6 | 2.6 | -9900
7294 | 1989-10-31 21:00 | 0 | 0 | 0 | 15.5 | 2.2 | -9900
7295 | 1989-10-31 22:00 | 0 | 0 | 0 | 15.4 | 1.9 | -9900
7296 | 1989-10-31 23:00 | 0 | 0 | 0 | 15.3 | 1.5 | -9900
7297 | 1980-11-01 | 0 | 0 | 0 | 15.3 | 1.1 | -9900
7298 | 1980-11-01 01:00 | 0 | 0 | 0 | 15.2 | 0.7 | -9900
7299 | 1980-11-01 02:00 | 0 | 0 | 0 | 15.1 | 0.4 | -9900
7300 | 1980-11-01 03:00 | 0 | 0 | 0 | 15 | 0 | -9900
7301 | 1980-11-01 04:00 | 0 | 0 | 0 | 15.2 | 0 | -9900
7302 | 1980-11-01 05:00 | 0 | 0 | 0 | 15.4 | 0 | -9900
7303 | 1980-11-01 06:00 | 47 | 294 | 16 | 15.6 | 0 | -9900 | 3.8126 | 110.074 | 86.362 | 0 |  | 47 | 22.5785 | 15.1548 | 0.017885 | 21.124 | 14.2859 | 0.017885 | 10.8553 | 13.6667 | 0 | 24.0315 | 24.0548 | 5953.43 | 17.0482 | 4871.03 | 4991.95 | 4930.43 | 4930.43 | 4861.41 | 4860.65 | 1364.63 | 0 | 0 | 0.6948 | 0 | 4859.95 | 950 | 4634.88 | 4611.7075
7304 | 1980-11-01 07:00 | 231 | 709 | 43 | 19.1 | 0 | -9900 | 15.2766 | 119.115 | 74.3824 | 0 |  | 231 | 191.84 | 44.4499 | 0.087902 | 183.404 | 41.7096 | 0.087902 | 158.74 | 39.9038 | 0 | 194.671 | 194.44 | 48131.2 | 30.8062 | 46919.3 | 45731.4 | 45373.2 | 45373.2 | 44738 | 44706.4 | 1474.62 | 0 | 0 | 44.3626 | 0 | 44662 | 950 | 43621.9 | 43403.7773
7305 | 1980-11-01 08:00 | 421 | 847 | 53 | 22.6 | 0 | -9900 | 25.6701 | 129.948 | 63.295 | 0 |  | 421 | 381.31 | 55.1089 | 0.1602 | 350.692 | 51.6249 | 0.1602 | 329.496 | 49.3906 | 0 | 371.309 | 370.896 | 91808.3 | 44.9298 | 91304.7 | 83916.8 | 83566.4 | 83566.4 | 81831 | 81719.8 | 1443.51 | 0 | 0 | 8.7101 | 0 | 81711.1 | 949.999 | 80311.2 | 79909.6641
7306 | 1980-11-01 09:00 | 576 | 917 | 57 | 26.1 | 0 | -9900 | 34.3363 | 143.422 | 53.8107 | 0 |  | 576 | 542.76 | 59.5007 | 0.21918 | 439.455 | 55.7125 | 0.21918 | 424.683 | 53.3014 | 0 | 468.425 | 467.929 | 115835 | 54.2717 | 115797 | 100640 | 100119 | 100119 | 94950.8 | 94770.4 | 1449.69 | 0 | 0 | -50.7153 | 816.642 | 94004.4 | 945.561 | 92409 | 91946.9844
7307 | 1980-11-01 10:00 | 675 | 952 | 57 | 26.3 | 1.9 | -9900 | 40.3262 | 160.086 | 46.9421 | 0 |  | 675 | 651.572 | 59.7274 | 0.25686 | 552.623 | 55.9042 | 0.25686 | 540.002 | 53.4851 | 0 | 581.617 | 581.458 | 143942 | 58.4075 | 144271 | 123522 | 122957 | 122957 | 117220 | 116952 | 1411.41 | 0 | 0 | -1226.65 | 0 | 118179 | 942.75 | 116141 | 115560.6094
7308 | 1980-11-01 11:00 | 706 | 953 | 59 | 26.5 | 3.8 | -9900 | 42.5934 | 179.253 | 43.9422 | 0 |  | 706 | 688.136 | 62.0561 | 0.26865 | 637.35 | 58.0639 | 0.26865 | 625.002 | 55.5515 | 0 | 666.942 | 665.897 | 164842 | 60.2249 | 165411 | 142236 | 141600 | 141600 | 139617 | 139317 | 1470.52 | 0 | 0 | 355.182 | 0 | 138962 | 950 | 136629 | 135945.9375
7309 | 1980-11-01 12:00 | 675 | 943 | 59 | 26.7 | 5.7 | -9900 | 40.6158 | 198.518 | 45.5722 | 0 |  | 675 | 662.283 | 62.3476 | 0.25686 | 642.596 | 58.3166 | 0.25686 | 628.818 | 55.7934 | 0 | 670.919 | 670.107 | 165881 | 57.8274 | 166484 | 145696 | 145248 | 145248 | 143215 | 142910 | 1507.57 | 0 | 0 | 386.668 | 0 | 142523 | 950 | 140129 | 139428.4219
7310 | 1980-11-01 13:00 | 578 | 907 | 57 | 26.7 | 5.5 | -9900 | 34.8531 | 215.396 | 51.3884 | 0 |  | 578 | 568.772 | 60.5862 | 0.21995 | 510.353 | 56.6485 | 0.21995 | 494.994 | 54.1977 | 0 | 538.207 | 537.638 | 133099 | 51.9023 | 133282 | 118876 | 117927 | 117927 | 116063 | 115849 | 1477.46 | 0 | 0 | 202.322 | 0 | 115646 | 950 | 113727 | 113158.2891
7311 | 1980-11-01 14:00 | 425 | 837 | 51 | 26.7 | 5.4 | -9900 | 26.3389 | 229.075 | 60.1871 | 0 |  | 425 | 418.895 | 54.6545 | 0.16173 | 333.179 | 51.0801 | 0.16173 | 316.066 | 48.8704 | 0 | 357.638 | 357.326 | 88477.5 | 43.5264 | 87985.9 | 80897.9 | 80473.4 | 80473.4 | 77227.7 | 77094.6 | 1406.59 | 0 | 0 | -770.463 | 0 | 77865.1 | 949.999 | 76471.4 | 76088.9922
7312 | 1980-11-01 15:00 | 241 | 695 | 46 | 26.7 | 5.2 | -9900 | 16.04 | 240.055 | 70.8552 | 0 |  | 241 | 231.296 | 50.6404 | 0.091708 | 138.757 | 47.2783 | 0.091708 | 123.435 | 45.2335 | 0 | 165.295 | 164.985 | 40847.5 | 34.5401 | 39671.9 | 37847.8 | 37562.2 | 37562.2 | 37036.3 | 37013.6 | 1541.51 | 0 | 0 | 33.1249 | 0 | 36980.5 | 950 | 36087.8 | 35907.3711
7313 | 1980-11-01 16:00 | 63 | 296 | 32 | 25.2 | 4 | -9900 | 4.6325 | 249.178 | 82.6514 | 0 |  | 63 | 45.5395 | 35.4887 | 0.023973 | 23.389 | 33.0751 | 0.023973 | 14.0476 | 31.6452 | 0 | 44.7789 | 44.6941 | 11067 | 27.4431 | 9781.73 | 9675.51 | 9567.32 | 9567.32 | 9433.37 | 9432.21 | 1541.35 | 0 | 0 | 1.9082 | 0 | 9430.3 | 950 | 9024.26 | 8979.1426
7314 | 1980-11-01 17:00 | 0 | 0 | 0 | 23.7 | 2.7 | -9900
7315 | 1980-11-01 18:00 | 0 | 0 | 0 | 22.2 | 1.5 | -9900
7316 | 1980-11-01 19:00 | 0 | 0 | 0 | 20.7 | 1 | -9900
7317 | 1980-11-01 20:00 | 0 | 0 | 0 | 19.3 | 0.5 | -9900
7318 | 1980-11-01 21:00 | 0 | 0 | 0 | 17.8 | 0 | -9900
7319 | 1980-11-01 22:00 | 0 | 0 | 0 | 17.4 | 0 | -9900
7320 | 1980-11-01 23:00 | 0 | 0 | 0 | 17.1 | 0 | -9900
7321 | 1980-11-02 | 0 | 0 | 0 | 16.7 | 0 | -9900
7322 | 1980-11-02 01:00 | 0 | 0 | 0 | 15.8 | 0 | -9900
7323 | 1980-11-02 02:00 | 0 | 0 | 0 | 14.8 | 0 | -9900
7324 | 1980-11-02 03:00 | 0 | 0 | 0 | 13.9 | 0 | -9900
7325 | 1980-11-02 04:00 | 0 | 0 | 0 | 14.1 | 0 | -9900
7326 | 1980-11-02 05:00 | 0 | 0 | 0 | 14.2 | 0 | -9900
7327 | 1980-11-02 06:00 | 48 | 319 | 13 | 14.4 | 0 | -9900 | 3.6325 | 110.335 | 86.5099 | 0 |  | 48 | 24.4575 | 12.3732 | 0.018265 | 22.7937 | 11.6557 | 0.018265 | 11.6565 | 11.1506 | 0 | 22.3509 | 22.4147 | 5547.19 | 15.7495 | 4496.22 | 4623.25 | 4559.04 | 4559.04 | 4495.21 | 4494.47 | 1354.6 | 0 | 0 | 0.64484 | 0 | 4493.82 | 950 | 4285.49 | 4264.0591
7328 | 1980-11-02 07:00 | 232 | 726 | 42 | 17.6 | 0.5 | -9900 | 15.0732 | 119.365 | 74.5684 | 0 |  | 232 | 194.154 | 43.4293 | 0.088283 | 185.559 | 40.7225 | 0.088283 | 160.209 | 38.9597 | 0 | 195.185 | 194.91 | 48247.8 | 29.0706 | 47037.9 | 46158 | 45811.7 | 45811.7 | 45170.4 | 45138.3 | 1478.43 | 0 | 0 | 45.1647 | 0 | 45093.1 | 950 | 44046.3 | 43826.0508
7329 | 1980-11-02 08:00 | 425 | 868 | 51 | 20.7 | 1 | -9900 | 25.4363 | 130.184 | 63.5127 | 0 |  | 425 | 387.895 | 53.0681 | 0.16173 | 356.19 | 49.7139 | 0.16173 | 334.372 | 47.5622 | 0 | 374.296 | 374.231 | 92634 | 42.2284 | 92148.2 | 85625.7 | 85190.7 | 85190.7 | 83231.9 | 83119.2 | 1465.88 | 0 | 0 | 13.1283 | 0 | 83106.1 | 949.999 | 81689.3 | 81280.8281
7330 | 1980-11-02 09:00 | 574 | 914 | 60 | 23.9 | 1.5 | -9900 | 34.0675 | 143.622 | 54.0667 | 0 |  | 574 | 537.946 | 62.6199 | 0.21842 | 434.519 | 58.6332 | 0.21842 | 419.699 | 56.0958 | 0 | 466.279 | 466.602 | 115507 | 50.1384 | 115460 | 102345 | 101846 | 101846 | 96643.1 | 96450 | 1438.33 | 0 | 0 | -66.244 | 790.231 | 95726 | 945.387 | 94094.9 | 93624.4219
7331 | 1980-11-02 10:00 | 674 | 958 | 56 | 24.1 | 2.9 | -9900 | 40.0255 | 160.211 | 47.2358 | 0 |  | 674 | 652.032 | 58.706 | 0.25648 | 553.036 | 54.9484 | 0.25648 | 540.185 | 52.5706 | 0 | 580.901 | 579.687 | 143505 | 54.6859 | 143832 | 125313 | 124732 | 124732 | 118792 | 118518 | 1416.46 | 0 | 0 | -1368.67 | 0 | 119886 | 942.653 | 117818 | 117229.0781
7332 | 1980-11-02 11:00 | 712 | 966 | 60 | 24.2 | 4.3 | -9900 | 42.278 | 179.261 | 44.2563 | 0 |  | 712 | 693.945 | 63.1181 | 0.27094 | 642.739 | 59.0577 | 0.27094 | 630.049 | 56.5023 | 0 | 672.82 | 672.221 | 166408 | 57.4794 | 166990 | 145368 | 144735 | 144735 | 142708 | 142391 | 1465.83 | 0 | 0 | 367.622 | 0 | 142023 | 950 | 139632 | 138933.8438
7333 | 1980-11-02 12:00 | 678 | 950 | 61 | 24.4 | 5.7 | -9900 | 40.3121 | 198.407 | 45.8759 | 0 |  | 678 | 663.876 | 64.4614 | 0.258 | 644.143 | 60.2939 | 0.258 | 630.081 | 57.6852 | 0 | 674.011 | 673.278 | 166669 | 55.6747 | 167279 | 147754 | 147291 | 147291 | 145229 | 144925 | 1522.34 | 0 | 0 | 406.078 | 0 | 144519 | 950 | 142086 | 141375.3125
7334 | 1980-11-02 13:00 | 582 | 912 | 62 | 23.7 | 5.2 | -9900 | 34.5796 | 215.206 | 51.6586 | 0 |  | 582 | 568.224 | 65.8637 | 0.22147 | 508.254 | 61.5832 | 0.22147 | 492.716 | 58.9189 | 0 | 540.602 | 539.929 | 133666 | 49.3575 | 133855 | 120646 | 119489 | 119489 | 117713 | 117486 | 1471.44 | 0 | 0 | 242.331 | 0 | 117244 | 950 | 115291 | 114714.5625
7335 | 1980-11-02 14:00 | 380 | 638 | 97 | 22.9 | 4.6 | -9900 | 26.0999 | 228.847 | 60.4188 | 0 |  | 380 | 317.409 | 104.401 | 0.1446 | 252.548 | 97.5548 | 0.1446 | 239.395 | 93.3349 | 0 | 326.076 | 325.728 | 80650.6 | 38.807 | 79961.8 | 75251.5 | 74876.5 | 74876.5 | 73283.3 | 73169.6 | 1400.72 | 0 | 0 | -71.1799 | 0 | 73240.8 | 950 | 71887.6 | 71528.1406
7336 | 1980-11-02 15:00 | 93 | 31 | 84 | 22.2 | 4.1 | -9900 | 15.8315 | 239.81 | 71.0534 | 0 |  | 93 | 10.7044 | 83.9451 | 0.035389 | 6.4203 | 78.5216 | 0.035389 | 5.7007 | 75.1242 | 0 | 79.2084 | 79.1703 | 19599.8 | 26.1553 | 18180.9 | 18096.4 | 18036 | 18036 | 17783.5 | 17779.4 | 1579.13 | 0 | 0 | 6.9398 | 0 | 17772.5 | 950 | 17101.9 | 17016.3574
7337 | 1980-11-02 16:00 | 54 | 157 | 37 | 21.7 | 3.4 | -9900 | 4.4478 | 248.923 | 82.8233 | 0 |  | 54 | 24.3922 | 40.6727 | 0.020549 | 12.4007 | 37.9003 | 0.020549 | 7.3308 | 36.2618 | 0 | 42.7208 | 42.6988 | 10571.9 | 23.9022 | 9282.69 | 9315.99 | 9251.71 | 9251.71 | 9122.19 | 9121.09 | 1527.58 | 0 | 0 | 1.679 | 0 | 9119.41 | 950 | 8717.05 | 8673.4678
7338 | 1980-11-02 17:00 | 0 | 0 | 0 | 21.1 | 2.8 | -9900
7339 | 1980-11-02 18:00 | 0 | 0 | 0 | 20.6 | 2.1 | -9900
7340 | 1980-11-02 19:00 | 0 | 0 | 0 | 19.5 | 1.4 | -9900
7341 | 1980-11-02 20:00 | 0 | 0 | 0 | 18.3 | 0.7 | -9900
7342 | 1980-11-02 21:00 | 0 | 0 | 0 | 17.2 | 0 | -9900
7343 | 1980-11-02 22:00 | 0 | 0 | 0 | 17.2 | 0.9 | -9900
7344 | 1980-11-02 23:00 | 0 | 0 | 0 | 17.2 | 1.7 | -9900
7345 | 1980-11-03 | 0 | 0 | 0 | 17.2 | 2.6 | -9900
7346 | 1980-11-03 01:00 | 0 | 0 | 0 | 16.5 | 1.7 | -9900
7347 | 1980-11-03 02:00 | 0 | 0 | 0 | 15.7 | 0.9 | -9900
7348 | 1980-11-03 03:00 | 0 | 0 | 0 | 15 | 0 | -9900
7349 | 1980-11-03 04:00 | 0 | 0 | 0 | 15.4 | 0 | -9900
7350 | 1980-11-03 05:00 | 0 | 0 | 0 | 15.7 | 0 | -9900
7351 | 1980-11-03 06:00 | 42 | 227 | 18 | 16.1 | 0 | -9900 | 3.452 | 110.59 | 86.6584 | 0 |  | 42 | 16.0579 | 16.6092 | 0.015982 | 14.9726 | 15.6623 | 0.015982 | 7.6115 | 14.9834 | 0 | 22.143 | 22.1299 | 5477.25 | 17.4323 | 4400.45 | 4508.48 | 4461.13 | 4461.13 | 4398.67 | 4398.12 | 1383 | 0 | 0 | 0.52272 | 0 | 4397.6 | 950 | 4190.22 | 4169.2661
7352 | 1980-11-03 07:00 | 217 | 644 | 50 | 18.5 | 1 | -9900 | 14.8696 | 119.61 | 74.7548 | 0 |  | 217 | 170.895 | 51.5919 | 0.082575 | 163.096 | 48.4007 | 0.082575 | 140.461 | 46.3052 | 0 | 183.031 | 182.927 | 45281.9 | 29.0233 | 44032.7 | 43231.7 | 42882.4 | 42882.4 | 42282.1 | 42254.1 | 1485.2 | 0 | 0 | 39.8878 | 0 | 42214.2 | 950 | 41219.4 | 41013.2617
7353 | 1980-11-03 08:00 | 393 | 778 | 60 | 20.9 | 2.1 | -9900 | 25.203 | 130.413 | 63.7303 | 0 |  | 393 | 345.7 | 62.3318 | 0.14955 | 317.022 | 58.3914 | 0.14955 | 297.34 | 55.8642 | 0 | 346.14 | 345.945 | 85632.5 | 39.8297 | 85019 | 79849.6 | 79410 | 79410 | 77770.6 | 77671 | 1449.99 | 0 | 0 | 16.9008 | 0 | 77654.1 | 949.999 | 76286.9 | 75905.4375
7354 | 1980-11-03 09:00 | 546 | 846 | 74 | 23.3 | 3.1 | -9900 | 33.8001 | 143.816 | 54.3217 | 0 |  | 546 | 494.37 | 77.0724 | 0.20777 | 397.267 | 72.1649 | 0.20777 | 383.528 | 69.0419 | 0 | 443.518 | 443.019 | 109670 | 46.4632 | 109518 | 98959.8 | 98163.2 | 98163.2 | 93727.3 | 93540.7 | 1429.89 | 0 | 0 | -89.3508 | 419.509 | 93210.6 | 944.521 | 91630 | 91171.8672
7355 | 1980-11-03 10:00 | 644 | 874 | 84 | 23.5 | 3.6 | -9900 | 39.7275 | 160.33 | 47.5271 | 0 |  | 644 | 591.253 | 87.7191 | 0.24506 | 499.082 | 82.1036 | 0.24506 | 487.291 | 78.5507 | 0 | 554.525 | 554.45 | 137258 | 51.8372 | 137488 | 121602 | 120880 | 120880 | 115938 | 115682 | 1420.66 | 0 | 0 | -576.456 | 0 | 116259 | 943.098 | 114259 | 113687.8984
7356 | 1980-11-03 11:00 | 685 | 898 | 83 | 23.7 | 4.1 | -9900 | 41.9666 | 179.265 | 44.5666 | 0 |  | 685 | 641.18 | 87.049 | 0.26066 | 593.875 | 81.4489 | 0.26066 | 581.93 | 77.9246 | 0 | 646.658 | 645.981 | 159914 | 55.9726 | 160429 | 140700 | 140084 | 140084 | 138122 | 137832 | 1483.02 | 0 | 0 | 353.49 | 0 | 137478 | 950 | 135173 | 134497.3125
7357 | 1980-11-03 12:00 | 653 | 892 | 77 | 23.9 | 4.6 | -9900 | 40.0131 | 198.294 | 46.1748 | 0 |  | 653 | 620.242 | 81.194 | 0.24849 | 601.807 | 75.9448 | 0.24849 | 588.436 | 72.659 | 0 | 647.873 | 647.271 | 160233 | 55.5097 | 160772 | 142129 | 141672 | 141672 | 139688 | 139410 | 1517.48 | 0 | 0 | 378.914 | 0 | 139031 | 950 | 136706 | 136022.6406
7358 | 1980-11-03 13:00 | 555 | 843 | 77 | 23.7 | 4.3 | -9900 | 34.311 | 215.015 | 51.924 | 0 |  | 555 | 522.827 | 81.6029 | 0.21119 | 467.06 | 76.2999 | 0.21119 | 452.561 | 72.999 | 0 | 515.048 | 514.482 | 127363 | 49.1702 | 127452 | 115001 | 113899 | 113899 | 112303 | 112108 | 1495.33 | 0 | 0 | 260.714 | 0 | 111847 | 950 | 110005 | 109454.5156
7359 | 1980-11-03 14:00 | 403 | 750 | 74 | 23.5 | 3.9 | -9900 | 25.8658 | 228.619 | 60.6458 | 0 |  | 403 | 369.51 | 79.9218 | 0.15335 | 294.105 | 74.6827 | 0.15335 | 278.579 | 71.4521 | 0 | 343.031 | 342.988 | 84925.1 | 40.792 | 84335.7 | 78533.7 | 78060.4 | 78060.4 | 75998.1 | 75873.6 | 1408.84 | 0 | 0 | -37.1274 | 0 | 75910.7 | 950 | 74541.1 | 74168.4141
7360 | 1980-11-03 15:00 | 222 | 595 | 60 | 23.3 | 3.6 | -9900 | 15.6279 | 239.566 | 71.2468 | 0 |  | 222 | 193.207 | 65.7855 | 0.084478 | 115.856 | 61.4171 | 0.084478 | 102.681 | 58.7609 | 0 | 158.213 | 157.923 | 39098.8 | 31.3713 | 37858.1 | 36648.8 | 36395.7 | 36395.7 | 35886.2 | 35866.4 | 1549.92 | 0 | 0 | 30.1251 | 0 | 35836.2 | 950 | 34946.1 | 34771.4062
7361 | 1980-11-03 16:00 | 52 | 197 | 31 | 21.8 | 3.3 | -9900 | 4.268 | 248.669 | 82.9905 | 0 |  | 52 | 29.4337 | 34.0924 | 0.019788 | 14.8557 | 31.7611 | 0.019788 | 8.6255 | 30.3881 | 0 | 38.2333 | 38.1907 | 9456.1 | 23.7787 | 8201.4 | 8233.09 | 8172.7 | 8172.7 | 8058.29 | 8057.43 | 1527.28 | 0 | 0 | 1.3291 | 0 | 8056.1 | 950 | 7695.95 | 7657.4727
7362 | 1980-11-03 17:00 | 0 | 0 | 0 | 20.4 | 2.9 | -9900
7363 | 1980-11-03 18:00 | 0 | 0 | 0 | 18.9 | 2.6 | -9900
7364 | 1980-11-03 19:00 | 0 | 0 | 0 | 18.7 | 1.7 | -9900
7365 | 1980-11-03 20:00 | 0 | 0 | 0 | 18.5 | 0.9 | -9900
7366 | 1980-11-03 21:00 | 0 | 0 | 0 | 18.3 | 0 | -9900
7367 | 1980-11-03 22:00 | 0 | 0 | 0 | 17.4 | 0.9 | -9900
7368 | 1980-11-03 23:00 | 0 | 0 | 0 | 16.5 | 1.7 | -9900
7369 | 1980-11-04 | 0 | 0 | 0 | 15.6 | 2.6 | -9900
7370 | 1980-11-04 01:00 | 0 | 0 | 0 | 15 | 2.8 | -9900
7371 | 1980-11-04 02:00 | 0 | 0 | 0 | 14.5 | 2.9 | -9900
7372 | 1980-11-04 03:00 | 0 | 0 | 0 | 13.9 | 3.1 | -9900
7373 | 1980-11-04 04:00 | 0 | 0 | 0 | 13.7 | 2.9 | -9900
7374 | 1980-11-04 05:00 | 0 | 0 | 0 | 13.5 | 2.8 | -9900
7375 | 1980-11-04 06:00 | 40 | 214 | 18 | 13.3 | 2.6 | -9900 | 3.2712 | 110.84 | 86.8077 | 0 |  | 40 | 14.0632 | 16.5096 | 0.015221 | 13.1137 | 15.5648 | 0.015221 | 6.6163 | 14.8901 | 0 | 21.0763 | 21.0702 | 5215.14 | 14.427 | 4147.2 | 4292.27 | 4250.5 | 4250.5 | 4191 | 4190.52 | 1390.71 | 0 | 0 | 0.47613 | 0 | 4190.05 | 950 | 3991.23 | 3971.2732
7376 | 1980-11-04 07:00 | 213 | 637 | 50 | 15.5 | 3.1 | -9900 | 14.666 | 119.849 | 74.9418 | 0 |  | 213 | 167.041 | 51.607 | 0.081053 | 159.337 | 48.4152 | 0.081053 | 136.867 | 46.3191 | 0 | 179.522 | 179.265 | 44375.8 | 24.8728 | 43115.7 | 43012.2 | 42660.9 | 42660.9 | 42063.6 | 42035.8 | 1480.02 | 0 | 0 | 39.2174 | 0 | 41996.6 | 950 | 41006 | 40800.9297
7377 | 1980-11-04 08:00 | 403 | 800 | 64 | 17.8 | 3.6 | -9900 | 24.9703 | 130.635 | 63.9478 | 0 |  | 403 | 352.264 | 66.7584 | 0.15335 | 322.536 | 62.5722 | 0.15335 | 302.241 | 59.8637 | 0 | 354.862 | 354.585 | 87772.1 | 35.9224 | 87194.8 | 83182.2 | 82775.8 | 82775.8 | 81083.7 | 80975.3 | 1454.29 | 0 | 0 | 7.8742 | 0 | 80967.4 | 949.999 | 79576.3 | 79178.4609
7378 | 1980-11-04 09:00 | 554 | 865 | 75 | 20 | 4.1 | -9900 | 33.5344 | 144.002 | 54.5756 | 0 |  | 554 | 502.087 | 78.1218 | 0.21081 | 401.161 | 73.1479 | 0.21081 | 387.095 | 69.9823 | 0 | 447.935 | 448.172 | 110944 | 42.3903 | 110812 | 101820 | 101268 | 101268 | 96430.1 | 96230.5 | 1414.59 | 0 | 0 | -318.934 | 424.801 | 96124.6 | 944.597 | 94484.8 | 94012.3828
7379 | 1980-11-04 10:00 | 652 | 902 | 77 | 20.2 | 4.1 | -9900 | 39.4325 | 160.442 | 47.8158 | 0 |  | 652 | 607.515 | 80.5152 | 0.24811 | 512.832 | 75.3614 | 0.24811 | 500.509 | 72.1003 | 0 | 561.157 | 561.289 | 138950 | 48.2415 | 139207 | 124989 | 124249 | 124249 | 118804 | 118532 | 1411.43 | 0 | 0 | -777.394 | 0 | 119310 | 942.518 | 117256 | 116669.5156
7380 | 1980-11-04 11:00 | 679 | 889 | 86 | 20.4 | 4.1 | -9900 | 41.6594 | 179.264 | 44.8729 | 0 |  | 679 | 632.037 | 90.1803 | 0.25838 | 585.414 | 84.379 | 0.25838 | 573.422 | 80.7279 | 0 | 641.067 | 640.162 | 158474 | 52.3819 | 158974 | 141614 | 140989 | 140989 | 139014 | 138718 | 1473.95 | 0 | 0 | 356.865 | 0 | 138361 | 950 | 136040 | 135359.3281
7381 | 1980-11-04 12:00 | 643 | 839 | 105 | 20.6 | 4.1 | -9900 | 39.7188 | 198.179 | 46.4691 | 0 |  | 643 | 579.77 | 111.703 | 0.24468 | 561.72 | 104.485 | 0.24468 | 549.02 | 99.9645 | 0 | 636.005 | 635.353 | 157282 | 52.3417 | 157783 | 141373 | 140780 | 140780 | 138809 | 138535 | 1519.69 | 0 | 0 | 375.82 | 0 | 138159 | 950 | 135848 | 135168.5625
7382 | 1980-11-04 13:00 | 541 | 767 | 109 | 20.8 | 4.1 | -9900 | 34.0473 | 214.825 | 52.1845 | 0 |  | 541 | 472.961 | 116.152 | 0.20587 | 422.526 | 108.599 | 0.20587 | 409.211 | 103.901 | 0 | 502.85 | 502.224 | 124330 | 45.8907 | 124358 | 113882 | 112868 | 112868 | 111288 | 111100 | 1501.43 | 0 | 0 | 256.846 | 0 | 110843 | 950 | 109020 | 108474.9219
7383 | 1980-11-04 14:00 | 393 | 672 | 100 | 20.9 | 4.1 | -9900 | 25.6367 | 228.393 | 60.8679 | 0 |  | 393 | 329.529 | 107.57 | 0.14955 | 262.375 | 100.518 | 0.14955 | 248.338 | 96.1694 | 0 | 337.617 | 337.275 | 83509.8 | 37.75 | 82868.8 | 78284 | 77826.9 | 77826.9 | 76114.9 | 75994 | 1414.61 | 0 | 0 | -73.4751 | 0 | 76067.4 | 950 | 74697 | 74323.4688
7384 | 1980-11-04 15:00 | 203 | 413 | 92 | 21.1 | 4.1 | -9900 | 15.4292 | 239.324 | 71.4354 | 0 |  | 203 | 132.746 | 98.3076 | 0.077248 | 79.5842 | 91.8142 | 0.077248 | 70.4036 | 87.843 | 0 | 155.082 | 154.904 | 38350.8 | 28.8389 | 37043.8 | 36354.6 | 36161.8 | 36161.8 | 35655.5 | 35638 | 1562.41 | 0 | 0 | 28.1848 | 0 | 35609.8 | 950 | 34710.9 | 34537.375
7385 | 1980-11-04 16:00 | 39 | 64 | 32 | 20 | 3.4 | -9900 | 4.0933 | 248.416 | 83.1527 | 0 |  | 39 | 9.5853 | 34.1787 | 0.014841 | 4.8176 | 31.8667 | 0.014841 | 2.749 | 30.4889 | 0 | 32.5731 | 32.5471 | 8057.84 | 21.6786 | 6835.92 | 6918.95 | 6879.21 | 6879.21 | 6782.9 | 6782.3 | 1537.29 | 0 | 0 | 0.93655 | 0 | 6781.37 | 950 | 6467.39 | 6435.0493
7386 | 1980-11-04 17:00 | 0 | 0 | 0 | 18.9 | 2.8 | -9900
7387 | 1980-11-04 18:00 | 0 | 0 | 0 | 17.8 | 2.1 | -9900
7388 | 1980-11-04 19:00 | 0 | 0 | 0 | 17.8 | 2.1 | -9900
7389 | 1980-11-04 20:00 | 0 | 0 | 0 | 17.8 | 2.1 | -9900
7390 | 1980-11-04 21:00 | 0 | 0 | 0 | 17.8 | 2.1 | -9900
7391 | 1980-11-04 22:00 | 0 | 0 | 0 | 17.2 | 1.9 | -9900
7392 | 1980-11-04 23:00 | 0 | 0 | 0 | 16.7 | 1.7 | -9900
7393 | 1980-11-05 | 0 | 0 | 0 | 16.1 | 1.5 | -9900
7394 | 1980-11-05 01:00 | 0 | 0 | 0 | 16.3 | 1.9 | -9900
7395 | 1980-11-05 02:00 | 0 | 0 | 0 | 16.5 | 2.2 | -9900
7396 | 1980-11-05 03:00 | 0 | 0 | 0 | 16.7 | 2.6 | -9900
7397 | 1980-11-05 04:00 | 0 | 0 | 0 | 16.7 | 2.6 | -9900
7398 | 1980-11-05 05:00 | 0 | 0 | 0 | 16.7 | 2.6 | -9900
7399 | 1980-11-05 06:00 | 7 | 0 | 7 | 16.7 | 2.6 | -9900 | 3.0901 | 111.084 | 86.9576 | 0 |  | 7 | 0 | 7.0906 | 0.0026637 | 0 | 6.6214 | 0.0026637 | 0 | 6.335 | 0 | 6.2083 | 6.2065 | 1536.53 | 17.032 | 743.138 | 747.473 | 739.441 | 739.441 | 729.089 | 729.082 | 1483.51 | 0 | 0 | 0.010642 | 0 | 729.071 | 950 | 691.808 | 688.3491
7400 | 1980-11-05 07:00 | 49 | 0 | 49 | 17.2 | 3.1 | -9900 | 14.4624 | 120.082 | 75.129 | 0 |  | 49 | 0 | 48.5579 | 0.018646 | 0 | 45.41 | 0.018646 | 0 | 43.4454 | 0 | 42.5765 | 42.5705 | 10538.9 | 19.4258 | 9240.98 | 9433.92 | 9392.05 | 9392.05 | 9260.56 | 9259.43 | 1553.34 | 0 | 0 | 1.8509 | 0 | 9257.58 | 950 | 8845.41 | 8801.1836
7401 | 1980-11-05 08:00 | 102 | 0 | 102 | 17.8 | 3.6 | -9900 | 24.7382 | 130.851 | 64.1651 | 0 |  | 102 | 0 | 101.262 | 0.038814 | 0 | 94.7159 | 0.038814 | 0 | 90.6179 | 0 | 88.8055 | 88.7343 | 21967.4 | 22.3351 | 20537 | 20741.2 | 20675.7 | 20675.7 | 20386.2 | 20380.8 | 1562.05 | 0 | 0 | 9.0407 | 0 | 20371.8 | 950 | 19639.4 | 19541.1641
7402 | 1980-11-05 09:00 | 168 | 0 | 168 | 18.3 | 4.1 | -9900 | 33.2703 | 144.181 | 54.8282 | 0 |  | 168 | 0 | 167.222 | 0.063929 | 0 | 156.422 | 0.063929 | 0 | 149.654 | 0 | 146.661 | 146.602 | 36293.1 | 25.6241 | 34918.1 | 34827.4 | 34731.2 | 34731.2 | 34244.9 | 34229.9 | 1571.38 | 0 | 0 | 25.6844 | 0 | 34204.2 | 950 | 33340.7 | 33173.9805
7403 | 1980-11-05 10:00 | 384 | 67 | 342 | 19.1 | 4.1 | -9900 | 39.1405 | 160.547 | 48.1019 | 0 |  | 384 | 44.4059 | 350.56 | 0.14612 | 37.4869 | 327.95 | 0.14612 | 36.5708 | 313.76 | 0 | 343.324 | 343.186 | 84960.8 | 36.2453 | 84282.7 | 80719.4 | 80502.8 | 80502.8 | 79375.8 | 79291.1 | 1538.54 | 0 | 0 | 133.364 | 0 | 79157.8 | 949.999 | 77728.7 | 77340.0859
7404 | 1980-11-05 11:00 | 631 | 545 | 270 | 19.8 | 4.1 | -9900 | 41.3564 | 179.258 | 45.1751 | 0 |  | 631 | 385.033 | 279.98 | 0.24011 | 356.635 | 261.976 | 0.24011 | 349.197 | 250.64 | 0 | 587.84 | 587.234 | 145373 | 49.1377 | 145698 | 132139 | 131658 | 131658 | 129815 | 129575 | 1508.9 | 0 | 0 | 331.995 | 0 | 129243 | 950 | 127092 | 126456.1875
7405 | 1980-11-05 12:00 | 619 | 679 | 186 | 20.6 | 4.1 | -9900 | 39.4296 | 198.063 | 46.7584 | 0 |  | 619 | 466.975 | 195.927 | 0.23555 | 452.439 | 183.266 | 0.23555 | 442.034 | 175.336 | 0 | 605.023 | 604.655 | 149683 | 50.808 | 150082 | 135444 | 134913 | 134913 | 133023 | 132782 | 1536.2 | 0 | 0 | 355.512 | 0 | 132426 | 950 | 130223 | 129572.1562
7406 | 1980-11-05 13:00 | 530 | 675 | 153 | 19.8 | 3.9 | -9900 | 33.7888 | 214.636 | 52.44 | 0 |  | 530 | 413.135 | 162.365 | 0.20168 | 368.989 | 151.807 | 0.20168 | 357.187 | 145.24 | 0 | 492.378 | 491.629 | 121708 | 44.5859 | 121682 | 112210 | 111248 | 111248 | 109690 | 109517 | 1517.56 | 0 | 0 | 253.013 | 0 | 109264 | 950 | 107472 | 106934.2578
7407 | 1980-11-05 14:00 | 377 | 526 | 150 | 19.1 | 3.8 | -9900 | 25.4127 | 228.168 | 61.085 | 0 |  | 377 | 255.649 | 158.232 | 0.14346 | 203.307 | 147.883 | 0.14346 | 192.286 | 141.486 | 0 | 327.096 | 326.908 | 80941.2 | 35.6565 | 80225.2 | 76642.3 | 76208.1 | 76208.1 | 75119.9 | 75006.2 | 1410 | 0 | 0 | 64.9697 | 0 | 74941.3 | 949.999 | 73569.2 | 73201.3906
7408 | 1980-11-05 15:00 | 179 | 227 | 118 | 18.3 | 3.6 | -9900 | 15.2356 | 239.083 | 71.619 | 0 |  | 179 | 73.1501 | 123.965 | 0.068115 | 43.8467 | 115.807 | 0.068115 | 38.7174 | 110.798 | 0 | 146.525 | 146.385 | 36241.1 | 25.7815 | 34883.2 | 34723.8 | 34578.9 | 34578.9 | 34094.8 | 34079.6 | 1557.94 | 0 | 0 | 24.8394 | 0 | 34054.8 | 950 | 33188.6 | 33022.625
7409 | 1980-11-05 16:00 | 33 | 28 | 30 | 17.9 | 3.3 | -9900 | 3.9237 | 248.166 | 83.3099 | 0 |  | 33 | 4.0141 | 31.2592 | 0.012557 | 2.0027 | 29.1679 | 0.012557 | 1.1216 | 27.9065 | 0 | 28.4476 | 28.4294 | 7038.32 | 19.373 | 5852.7 | 5972.93 | 5939.21 | 5939.21 | 5856.07 | 5855.62 | 1539.75 | 0 | 0 | 0.71296 | 0 | 5854.9 | 950 | 5579.04 | 5551.1499
7410 | 1980-11-05 17:00 | 0 | 0 | 0 | 17.6 | 2.9 | -9900
7411 | 1980-11-05 18:00 | 0 | 0 | 0 | 17.2 | 2.6 | -9900
7412 | 1980-11-05 19:00 | 0 | 0 | 0 | 17.2 | 1.7 | -9900
7413 | 1980-11-05 20:00 | 0 | 0 | 0 | 17.2 | 0.9 | -9900
7414 | 1980-11-05 21:00 | 0 | 0 | 0 | 17.2 | 0 | -9900
7415 | 1980-11-05 22:00 | 0 | 0 | 0 | 17.2 | 0.5 | -9900
7416 | 1980-11-05 23:00 | 0 | 0 | 0 | 17.2 | 1 | -9900
7417 | 1980-11-06 | 0 | 0 | 0 | 17.2 | 1.5 | -9900
7418 | 1980-11-06 01:00 | 0 | 0 | 0 | 17 | 1 | -9900
7419 | 1980-11-06 02:00 | 0 | 0 | 0 | 16.9 | 0.5 | -9900
7420 | 1980-11-06 03:00 | 0 | 0 | 0 | 16.7 | 0 | -9900
7421 | 1980-11-06 04:00 | 0 | 0 | 0 | 16.9 | 0.5 | -9900
7422 | 1980-11-06 05:00 | 0 | 0 | 0 | 17 | 1 | -9900
7423 | 1980-11-06 06:00 | 13 | 0 | 13 | 17.2 | 1.5 | -9900 | 2.9088 | 111.323 | 87.108 | 0 |  | 13 | 0 | 12.9728 | 0.0049469 | 0 | 12.1273 | 0.0049469 | 0 | 11.6027 | 0 | 11.3706 | 11.3653 | 2813.63 | 17.8391 | 1875.79 | 1913.15 | 1902.84 | 1902.84 | 1876.2 | 1876.16 | 1523.28 | 0 | 0 | 0.074191 | 0 | 1876.08 | 950 | 1781.86 | 1772.9532
7424 | 1980-11-06 07:00 | 54 | 0 | 54 | 17.6 | 1.7 | -9900 | 14.259 | 120.309 | 75.3166 | 0 |  | 54 | 0 | 53.532 | 0.020549 | 0 | 50.0659 | 0.020549 | 0 | 47.8998 | 0 | 46.9418 | 46.9278 | 11617.6 | 20.215 | 10294.7 | 10479.7 | 10436.3 | 10436.3 | 10290.2 | 10288.8 | 1557.69 | 0 | 0 | 2.3157 | 0 | 10286.5 | 950 | 9836.77 | 9787.583
7425 | 1980-11-06 08:00 | 123 | 0 | 123 | 17.9 | 1.9 | -9900 | 24.507 | 131.06 | 64.3821 | 0 |  | 123 | 0 | 122.257 | 0.046805 | 0 | 114.365 | 0.046805 | 0 | 109.417 | 0 | 107.229 | 107.223 | 26544.4 | 23.8207 | 25115 | 25220.7 | 25141.1 | 25141.1 | 24789.1 | 24781.2 | 1569.48 | 0 | 0 | 13.4045 | 0 | 24767.8 | 950 | 23962.8 | 23843.0117
7426 | 1980-11-06 09:00 | 282 | 12 | 275 | 18.3 | 2.1 | -9900 | 33.0081 | 144.352 | 55.0794 | 0 |  | 282 | 7.3486 | 275.164 | 0.10731 | 5.8253 | 257.458 | 0.10731 | 5.6152 | 246.318 | 0 | 246.895 | 246.709 | 61076.2 | 31.7996 | 60007.6 | 58467 | 58319.3 | 58319.3 | 57502.8 | 57460.1 | 1565.66 | 0 | 0 | 72.0312 | 0 | 57388.1 | 949.999 | 56164.9 | 55884.0781
7427 | 1980-11-06 10:00 | 590 | 461 | 300 | 18.9 | 2.1 | -9900 | 38.8516 | 160.646 | 48.3851 | 0 |  | 590 | 306.825 | 307.219 | 0.22451 | 259.03 | 287.529 | 0.22451 | 252.593 | 275.087 | 0 | 517.127 | 517 | 127987 | 47.1896 | 128045 | 116715 | 116233 | 116233 | 114606 | 114398 | 1451.58 | 0 | 0 | 247.721 | 0 | 114150 | 950 | 112218 | 111657.3672
7428 | 1980-11-06 11:00 | 546 | 457 | 245 | 19.4 | 2.1 | -9900 | 41.0578 | 179.249 | 45.4731 | 0 |  | 546 | 321.261 | 254.529 | 0.20777 | 297.571 | 238.164 | 0.20777 | 291.253 | 227.859 | 0 | 508.73 | 508.283 | 125829 | 47.2126 | 125863 | 115083 | 114663 | 114663 | 113057 | 112877 | 1516.92 | 0 | 0 | 253.998 | 0 | 112623 | 950 | 110774 | 110220.0859
7429 | 1980-11-06 12:00 | 506 | 433 | 232 | 20 | 2.1 | -9900 | 39.1453 | 197.946 | 47.0427 | 0 |  | 506 | 295.724 | 242.139 | 0.19255 | 286.519 | 226.489 | 0.19255 | 279.819 | 216.689 | 0 | 486.578 | 486.123 | 120342 | 46.6 | 120285 | 110522 | 110120 | 110120 | 108578 | 108419 | 1538.85 | 0 | 0 | 242.487 | 0 | 108177 | 950 | 106423 | 105890.9375
7430 | 1980-11-06 13:00 | 229 | 67 | 192 | 20 | 1.9 | -9900 | 33.5354 | 214.447 | 52.6903 | 0 |  | 229 | 40.5843 | 194.227 | 0.087141 | 36.2289 | 181.646 | 0.087141 | 35.0532 | 173.787 | 0 | 204.663 | 204.574 | 50645 | 31.2963 | 49429.4 | 48247 | 48073 | 48073 | 47399.8 | 47371.1 | 1571.01 | 0 | 0 | 49.303 | 0 | 47321.8 | 950 | 46260.9 | 46029.6367
7431 | 1980-11-06 14:00 | 380 | 393 | 212 | 20 | 1.7 | -9900 | 25.1938 | 227.944 | 61.2971 | 0 |  | 380 | 189.459 | 220.586 | 0.1446 | 150.816 | 206.183 | 0.1446 | 142.536 | 197.264 | 0 | 333.004 | 332.785 | 82393.8 | 38.544 | 81683.4 | 77321.8 | 76967.4 | 76967.4 | 75889.8 | 75792 | 1470.67 | 0 | 0 | 103.649 | 0 | 75688.3 | 950 | 74311 | 73939.4453
7432 | 1980-11-06 15:00 | 238 | 499 | 107 | 20 | 1.5 | -9900 | 15.0472 | 238.844 | 71.7976 | 0 |  | 238 | 157.522 | 113.899 | 0.090566 | 94.4025 | 106.383 | 0.090566 | 83.2068 | 101.782 | 0 | 181.289 | 181.012 | 44814.5 | 30.1789 | 43576.5 | 42491.9 | 42266.8 | 42266.8 | 41675.1 | 41651 | 1558.99 | 0 | 0 | 38.4295 | 0 | 41612.6 | 950 | 40602.8 | 40399.8164
7433 | 1980-11-06 16:00 | 41 | 112 | 29 | 19.1 | 1.5 | -9900 | 3.7594 | 247.917 | 83.4621 | 0 |  | 41 | 15.6929 | 31.2034 | 0.015602 | 7.7806 | 29.0719 | 0.015602 | 4.2867 | 27.8151 | 0 | 31.4598 | 31.4444 | 7785.33 | 20.8682 | 6576.85 | 6674.7 | 6626.63 | 6626.63 | 6533.86 | 6533.28 | 1518.61 | 0 | 0 | 0.85116 | 0 | 6532.43 | 950 | 6229.82 | 6198.6719
7434 | 1980-11-06 17:00 | 0 | 0 | 0 | 18.1 | 1.5 | -9900
7435 | 1980-11-06 18:00 | 0 | 0 | 0 | 17.2 | 1.5 | -9900
7436 | 1980-11-06 19:00 | 0 | 0 | 0 | 16.8 | 1.7 | -9900
7437 | 1980-11-06 20:00 | 0 | 0 | 0 | 16.5 | 1.9 | -9900
7438 | 1980-11-06 21:00 | 0 | 0 | 0 | 16.1 | 2.1 | -9900
7439 | 1980-11-06 22:00 | 0 | 0 | 0 | 16.1 | 2.1 | -9900
7440 | 1980-11-06 23:00 | 0 | 0 | 0 | 16.1 | 2.1 | -9900
7441 | 1980-11-07 | 0 | 0 | 0 | 16.1 | 2.1 | -9900
7442 | 1980-11-07 01:00 | 0 | 0 | 0 | 15.9 | 2.1 | -9900
7443 | 1980-11-07 02:00 | 0 | 0 | 0 | 15.8 | 2.1 | -9900
7444 | 1980-11-07 03:00 | 0 | 0 | 0 | 15.6 | 2.1 | -9900
7445 | 1980-11-07 04:00 | 0 | 0 | 0 | 15 | 2.1 | -9900
7446 | 1980-11-07 05:00 | 0 | 0 | 0 | 14.5 | 2.1 | -9900
7447 | 1980-11-07 06:00 | 13 | 0 | 13 | 13.9 | 2.1 | -9900 | 2.7273 | 111.556 | 87.2135 | 0 |  | 13 | 0 | 12.9577 | 0.0049469 | 0 | 12.1144 | 0.0049469 | 0 | 11.5903 | 0 | 11.3585 | 11.3553 | 2811.16 | 14.5213 | 1873.58 | 1927.51 | 1916.6 | 1916.6 | 1889.77 | 1889.72 | 1529.9 | 0 | 0 | 0.075579 | 0 | 1889.64 | 950 | 1794.76 | 1785.7904
7448 | 1980-11-07 07:00 | 142 | 137 | 108 | 15.2 | 2.3 | -9900 | 14.0558 | 120.529 | 75.5043 | 0 |  | 142 | 34.9958 | 108.438 | 0.054035 | 33.3963 | 101.592 | 0.054035 | 28.4525 | 97.1952 | 0 | 123.135 | 123.042 | 30459.6 | 21.8717 | 29050.4 | 29373.1 | 29262 | 29262 | 28852.3 | 28840.8 | 1537.43 | 0 | 0 | 18.221 | 0 | 28822.6 | 950 | 27989.5 | 27849.5605
7449 | 1980-11-07 08:00 | 333 | 239 | 234 | 16.5 | 2.4 | -9900 | 24.2767 | 131.262 | 64.5985 | 0 |  | 333 | 103.167 | 236.36 | 0.12672 | 94.0858 | 221.349 | 0.12672 | 87.9199 | 211.769 | 0 | 293.695 | 293.429 | 72638.8 | 32.3384 | 71758.6 | 69702.6 | 69484.2 | 69484.2 | 68511.4 | 68445.7 | 1523.27 | 0 | 0 | 100.612 | 0 | 68345.1 | 949.999 | 67019.8 | 66684.7344
7450 | 1980-11-07 09:00 | 495 | 472 | 239 | 17.8 | 2.6 | -9900 | 32.7479 | 144.517 | 55.3291 | 0 |  | 495 | 268.953 | 245.097 | 0.18836 | 212.028 | 229.495 | 0.18836 | 204.277 | 219.563 | 0 | 415.363 | 415.559 | 102880 | 40.0274 | 102532 | 96069.3 | 95674.4 | 95674.4 | 94185 | 94014.4 | 1400.63 | 0 | 0 | 78.144 | 0 | 93936.2 | 950 | 92339.5 | 91877.7656
7451 | 1980-11-07 10:00 | 602 | 638 | 203 | 18.3 | 2.8 | -9900 | 38.566 | 160.738 | 48.6653 | 0 |  | 602 | 422.439 | 210.347 | 0.22908 | 354.92 | 196.899 | 0.22908 | 345.961 | 188.378 | 0 | 523.652 | 523.541 | 129604 | 46.0494 | 129691 | 118279 | 117571 | 117571 | 115390 | 115152 | 1418.62 | 0 | 0 | -223.718 | 0 | 115375 | 950 | 113393 | 112826.1016
7452 | 1980-11-07 11:00 | 639 | 611 | 239 | 18.9 | 2.9 | -9900 | 40.7637 | 179.235 | 45.7667 | 0 |  | 639 | 427.218 | 248.428 | 0.24316 | 395.72 | 232.457 | 0.24316 | 387.171 | 222.398 | 0 | 597.378 | 596.762 | 147732 | 50.3868 | 148089 | 133485 | 132983 | 132983 | 131121 | 130873 | 1501.71 | 0 | 0 | 335.259 | 0 | 130538 | 950 | 128365 | 127722.7734
7453 | 1980-11-07 12:00 | 609 | 608 | 226 | 19.4 | 3.1 | -9900 | 38.8662 | 197.826 | 47.322 | 0 |  | 609 | 413.678 | 236.015 | 0.23174 | 400.803 | 220.761 | 0.23174 | 391.276 | 211.209 | 0 | 590.435 | 589.804 | 146008 | 50.2378 | 146354 | 132421 | 131927 | 131927 | 130080 | 129846 | 1529.99 | 0 | 0 | 340.065 | 0 | 129506 | 950 | 127358 | 126721.7031
7454 | 1980-11-07 13:00 | 514 | 588 | 189 | 19 | 3.4 | -9900 | 33.2874 | 214.258 | 52.9355 | 0 |  | 514 | 356.814 | 198.394 | 0.19559 | 318.194 | 185.501 | 0.19559 | 307.72 | 177.475 | 0 | 475.491 | 475.057 | 117608 | 43.5015 | 117509 | 108952 | 108048 | 108048 | 106535 | 106372 | 1516.53 | 0 | 0 | 238.727 | 0 | 106134 | 950 | 104396 | 103874.4375
7455 | 1980-11-07 14:00 | 363 | 451 | 171 | 18.7 | 3.8 | -9900 | 24.9802 | 227.721 | 61.504 | 0 |  | 363 | 216.816 | 179.899 | 0.13813 | 172.762 | 168.138 | 0.13813 | 163.158 | 160.865 | 0 | 317.543 | 317.335 | 78571.7 | 34.7717 | 77805.8 | 74685.7 | 74335.5 | 74335.5 | 73294.8 | 73191.8 | 1419.4 | 0 | 0 | 86.3317 | 0 | 73105.5 | 950 | 71739.3 | 71380.5781
7456 | 1980-11-07 15:00 | 176 | 205 | 123 | 18.3 | 4.1 | -9900 | 14.864 | 238.606 | 71.9711 | 0 |  | 176 | 63.9038 | 129.429 | 0.066973 | 38.2907 | 120.909 | 0.066973 | 33.6885 | 115.679 | 0 | 146.38 | 146.278 | 36214 | 25.6079 | 34852.1 | 34725.2 | 34592.8 | 34592.8 | 34108.5 | 34093.5 | 1568.61 | 0 | 0 | 25.0656 | 0 | 34068.5 | 950 | 33204 | 33037.9922
7457 | 1980-11-07 16:00 | 27 | 0 | 27 | 17.9 | 3.4 | -9900 | 3.6002 | 247.67 | 83.6092 | 0 |  | 27 | 0 | 27.1577 | 0.010274 | 0 | 25.3756 | 0.010274 | 0 | 24.2779 | 0 | 23.7924 | 23.783 | 5887.82 | 19.1266 | 4752.06 | 4851.98 | 4822.8 | 4822.8 | 4755.28 | 4754.99 | 1540.06 | 0 | 0 | 0.48277 | 0 | 4754.5 | 950 | 4526.26 | 4503.624
7458 | 1980-11-07 17:00 | 0 | 0 | 0 | 17.6 | 2.8 | -9900
7459 | 1980-11-07 18:00 | 0 | 0 | 0 | 17.2 | 2.1 | -9900
7460 | 1980-11-07 19:00 | 0 | 0 | 0 | 17.2 | 2.4 | -9900
7461 | 1980-11-07 20:00 | 0 | 0 | 0 | 17.2 | 2.8 | -9900
7462 | 1980-11-07 21:00 | 0 | 0 | 0 | 17.2 | 3.1 | -9900
7463 | 1980-11-07 22:00 | 0 | 0 | 0 | 17.2 | 2.8 | -9900
7464 | 1980-11-07 23:00 | 0 | 0 | 0 | 17.2 | 2.4 | -9900
7465 | 1980-11-08 | 0 | 0 | 0 | 17.2 | 2.1 | -9900
7466 | 1980-11-08 01:00 | 0 | 0 | 0 | 16.8 | 2.1 | -9900
7467 | 1980-11-08 02:00 | 0 | 0 | 0 | 16.5 | 2.1 | -9900
7468 | 1980-11-08 03:00 | 0 | 0 | 0 | 16.1 | 2.1 | -9900
7469 | 1980-11-08 04:00 | 0 | 0 | 0 | 16.1 | 2.4 | -9900
7470 | 1980-11-08 05:00 | 0 | 0 | 0 | 16.1 | 2.8 | -9900
7471 | 1980-11-08 06:00 | 12 | 0 | 12 | 16.1 | 3.1 | -9900 | 2.5457 | 111.784 | 87.3185 | 0 |  | 12 | 0 | 11.9823 | 0.0045664 | 0 | 11.2018 | 0.0045664 | 0 | 10.7171 | 0 | 10.5028 | 10.4982 | 2598.98 | 16.6489 | 1680.72 | 1717.25 | 1707.35 | 1707.35 | 1683.44 | 1683.4 | 1528.09 | 0 | 0 | 0.059599 | 0 | 1683.34 | 950 | 1598.55 | 1590.5616
7472 | 1980-11-08 07:00 | 74 | 0 | 74 | 16.7 | 2.8 | -9900 | 13.8529 | 120.744 | 75.6922 | 0 |  | 74 | 0 | 73.4758 | 0.028159 | 0 | 68.742 | 0.028159 | 0 | 65.7676 | 0 | 64.4523 | 64.4324 | 15950.9 | 20.1151 | 14559.4 | 14827.2 | 14773.1 | 14773.1 | 14566.2 | 14563.4 | 1547.51 | 0 | 0 | 4.5837 | 0 | 14558.9 | 950 | 13970.7 | 13900.8057
7473 | 1980-11-08 08:00 | 274 | 92 | 236 | 17.2 | 2.4 | -9900 | 24.0474 | 131.457 | 64.8145 | 0 |  | 274 | 39.6371 | 241.359 | 0.10426 | 36.0833 | 225.862 | 0.10426 | 33.6865 | 216.089 | 0 | 244.78 | 244.634 | 60561 | 30.4046 | 59486.6 | 58250.1 | 58080.4 | 58080.4 | 57267.1 | 57223.8 | 1549.88 | 0 | 0 | 71.0562 | 0 | 57152.8 | 949.999 | 55928.9 | 55649.2383
7474 | 1980-11-08 09:00 | 472 | 332 | 293 | 17.8 | 2.1 | -9900 | 32.4897 | 144.674 | 55.5772 | 0 |  | 472 | 188.199 | 298.738 | 0.17961 | 148.09 | 279.689 | 0.17961 | 142.6 | 267.585 | 0 | 401.981 | 401.727 | 99454 | 39.782 | 99037.7 | 93172.3 | 92849.8 | 92849.8 | 91549.8 | 91406.8 | 1430.33 | 0 | 0 | 154.068 | 0 | 91252.8 | 950 | 89701 | 89252.4531
7475 | 1980-11-08 10:00 | 579 | 473 | 285 | 18.5 | 2.6 | -9900 | 38.2838 | 160.824 | 48.9426 | 0 |  | 579 | 311.483 | 291.963 | 0.22033 | 261.712 | 273.251 | 0.22033 | 254.997 | 261.427 | 0 | 506.096 | 505.999 | 125264 | 45.5648 | 125280 | 114926 | 114364 | 114364 | 112763 | 112549 | 1429.76 | 0 | 0 | 228.981 | 0 | 112320 | 950 | 110417 | 109865.1406
7476 | 1980-11-08 11:00 | 616 | 586 | 234 | 19.3 | 3.1 | -9900 | 40.4741 | 179.216 | 46.0559 | 0 |  | 616 | 408.272 | 243.344 | 0.23441 | 378.175 | 227.701 | 0.23441 | 369.865 | 217.848 | 0 | 575.959 | 575.299 | 142419 | 49.3794 | 142704 | 129207 | 128726 | 128726 | 126924 | 126693 | 1500.29 | 0 | 0 | 314.185 | 0 | 126379 | 950 | 124284 | 123662.4219
7477 | 1980-11-08 12:00 | 491 | 412 | 233 | 20 | 3.6 | -9900 | 38.5923 | 197.705 | 47.5961 | 0 |  | 491 | 278.874 | 243.216 | 0.18684 | 270.196 | 227.498 | 0.18684 | 263.669 | 217.654 | 0 | 471.697 | 471.278 | 116666 | 44.0864 | 116546 | 108195 | 107805 | 107805 | 106296 | 106145 | 1543.45 | 0 | 0 | 232.736 | 0 | 105912 | 950 | 104200 | 103678.8438
7478 | 1980-11-08 13:00 | 513 | 485 | 247 | 19.6 | 3.8 | -9900 | 33.0447 | 214.069 | 53.1753 | 0 |  | 513 | 292.307 | 257.816 | 0.19521 | 260.335 | 241.066 | 0.19521 | 251.646 | 230.637 | 0 | 472.637 | 472.362 | 116940 | 43.5231 | 116824 | 108465 | 107678 | 107678 | 106171 | 106016 | 1543.72 | 0 | 0 | 242.538 | 0 | 105774 | 950 | 104042 | 103522.0625
7479 | 1980-11-08 14:00 | 344 | 354 | 195 | 19.3 | 3.9 | -9900 | 24.772 | 227.5 | 61.7057 | 0 |  | 344 | 168.482 | 202.964 | 0.1309 | 133.923 | 189.714 | 0.1309 | 126.386 | 181.507 | 0 | 301.734 | 301.646 | 74684.9 | 34.5077 | 73845.5 | 71054.1 | 70785.2 | 70785.2 | 69793.8 | 69710.3 | 1455.52 | 0 | 0 | 86.316 | 0 | 69624 | 950 | 68275.2 | 67933.8281
7480 | 1980-11-08 15:00 | 148 | 91 | 125 | 18.9 | 4.1 | -9900 | 14.6862 | 238.37 | 72.1394 | 0 |  | 148 | 27.807 | 128.016 | 0.056319 | 16.6591 | 119.696 | 0.056319 | 14.6305 | 114.517 | 0 | 126.565 | 126.543 | 31328 | 25.222 | 29922.8 | 29879.6 | 29779.5 | 29779.5 | 29362.6 | 29351.5 | 1568.47 | 0 | 0 | 18.5838 | 0 | 29332.9 | 950 | 28499.2 | 28356.7383
7481 | 1980-11-08 16:00 | 29 | 14 | 27 | 18.2 | 3.6 | -9900 | 3.4465 | 247.425 | 83.7511 | 0 |  | 29 | 2.5004 | 26.9948 | 0.011035 | 1.2239 | 25.2617 | 0.011035 | 0.65463 | 24.1686 | 0 | 24.3267 | 24.3198 | 6020.78 | 19.443 | 4879.47 | 4976.54 | 4946.87 | 4946.87 | 4877.61 | 4877.3 | 1546.18 | 0 | 0 | 0.50808 | 0 | 4876.79 | 950 | 4643.38 | 4620.1616
7482 | 1980-11-08 17:00 | 0 | 0 | 0 | 17.4 | 3.1 | -9900
7483 | 1980-11-08 18:00 | 0 | 0 | 0 | 16.7 | 2.6 | -9900
7484 | 1980-11-08 19:00 | 0 | 0 | 0 | 16.3 | 2.6 | -9900
7485 | 1980-11-08 20:00 | 0 | 0 | 0 | 16 | 2.6 | -9900
7486 | 1980-11-08 21:00 | 0 | 0 | 0 | 15.6 | 2.6 | -9900
7487 | 1980-11-08 22:00 | 0 | 0 | 0 | 15.4 | 2.2 | -9900
7488 | 1980-11-08 23:00 | 0 | 0 | 0 | 15.2 | 1.9 | -9900
7489 | 1980-11-09 | 0 | 0 | 0 | 15 | 1.5 | -9900
7490 | 1980-11-09 01:00 | 0 | 0 | 0 | 15 | 1.5 | -9900
7491 | 1980-11-09 02:00 | 0 | 0 | 0 | 15 | 1.5 | -9900
7492 | 1980-11-09 03:00 | 0 | 0 | 0 | 15 | 1.5 | -9900
7493 | 1980-11-09 04:00 | 0 | 0 | 0 | 14.8 | 1.9 | -9900
7494 | 1980-11-09 05:00 | 0 | 0 | 0 | 14.6 | 2.2 | -9900
7495 | 1980-11-09 06:00 | 9 | 0 | 9 | 14.4 | 2.6 | -9900 | 2.3642 | 112.005 | 87.4238 | 0 |  | 9 | 0 | 9.0691 | 0.0034248 | 0 | 8.4748 | 0.0034248 | 0 | 8.1082 | 0 | 7.946 | 7.942 | 1966.19 | 14.8248 | 1114.61 | 1134.83 | 1125.85 | 1125.85 | 1110.08 | 1110.07 | 1487.99 | 0 | 0 | 0.025241 | 0 | 1110.04 | 950 | 1053.64 | 1048.3674
7496 | 1980-11-09 07:00 | 56 | 0 | 56 | 15 | 2.2 | -9900 | 13.6504 | 120.952 | 75.8801 | 0 |  | 56 | 0 | 55.5307 | 0.02131 | 0 | 51.9385 | 0.02131 | 0 | 49.6913 | 0 | 48.6975 | 48.6819 | 12051.9 | 17.6517 | 10720.1 | 11015.9 | 10969.5 | 10969.5 | 10816 | 10814.4 | 1550.34 | 0 | 0 | 2.5293 | 0 | 10811.9 | 950 | 10343.6 | 10291.875
7497 | 1980-11-09 08:00 | 107 | 0 | 107 | 15.5 | 1.9 | -9900 | 23.8193 | 131.646 | 65.0297 | 0 |  | 107 | 0 | 106.281 | 0.040717 | 0 | 99.4139 | 0.040717 | 0 | 95.1126 | 0 | 93.2103 | 93.1715 | 23065.8 | 20.6448 | 21633.8 | 21985.7 | 21913.9 | 21913.9 | 21607.1 | 21601.1 | 1570.91 | 0 | 0 | 10.2695 | 0 | 21590.8 | 950 | 20835.7 | 20731.4766
7498 | 1980-11-09 09:00 | 114 | 0 | 114 | 16.1 | 1.5 | -9900 | 32.2337 | 144.825 | 55.8235 | 0 |  | 114 | 0 | 113.194 | 0.04338 | 0 | 105.871 | 0.04338 | 0 | 101.29 | 0 | 99.2642 | 99.2077 | 24559.9 | 21.6788 | 23127.4 | 23412.8 | 23336.8 | 23336.8 | 23010.1 | 23003.3 | 1567.67 | 0 | 0 | 11.5463 | 0 | 22991.8 | 950 | 22211.9 | 22100.8047
7499 | 1980-11-09 10:00 | 164 | 0 | 164 | 16.7 | 1.5 | -9900 | 38.0052 | 160.903 | 49.2166 | 0 |  | 164 | 0 | 163.226 | 0.062407 | 0 | 152.671 | 0.062407 | 0 | 146.065 | 0 | 143.144 | 143.1 | 35426.4 | 24.747 | 34044.3 | 34067.9 | 33967.9 | 33967.9 | 33492.3 | 33478 | 1576.36 | 0 | 0 | 24.6519 | 0 | 33453.4 | 950 | 32589.8 | 32426.8691
7500 | 1980-11-09 11:00 | 284 | 0 | 284 | 17.2 | 1.5 | -9900 | 40.1893 | 179.194 | 46.3405 | 0 |  | 284 | 0 | 284.557 | 0.10807 | 0 | 266.168 | 0.10807 | 0 | 254.652 | 0 | 249.559 | 249.424 | 61748.3 | 31.2259 | 60689.4 | 59266.3 | 59117.7 | 59117.7 | 58290 | 58246.5 | 1568.29 | 0 | 0 | 74.334 | 0 | 58172.2 | 950 | 56937.7 | 56653.0195
7501 | 1980-11-09 12:00 | 247 | 2 | 246 | 17.8 | 1.5 | -9900 | 38.3237 | 197.583 | 47.8649 | 0 |  | 247 | 1.0817 | 246.372 | 0.093991 | 1.048 | 230.426 | 0.093991 | 1.0223 | 220.456 | 0 | 217.049 | 216.939 | 53705.8 | 29.9991 | 52530.3 | 51536.5 | 51407.8 | 51407.8 | 50688 | 50655.6 | 1581.6 | 0 | 0 | 56.4659 | 0 | 50599.2 | 950 | 49482 | 49234.5508
7502 | 1980-11-09 13:00 | 489 | 435 | 252 | 18 | 1.9 | -9900 | 32.8075 | 213.881 | 53.4096 | 0 |  | 489 | 260.676 | 261.109 | 0.18608 | 231.811 | 244.152 | 0.18608 | 223.97 | 233.589 | 0 | 448.408 | 448.324 | 110991 | 42.756 | 110772 | 103186 | 102487 | 102487 | 101052 | 100914 | 1545.76 | 0 | 0 | 219.373 | 0 | 100695 | 950 | 99049.7 | 98554.4375
7503 | 1980-11-09 14:00 | 348 | 399 | 181 | 18.1 | 2.2 | -9900 | 24.5692 | 227.279 | 61.902 | 0 |  | 348 | 189.085 | 188.399 | 0.13242 | 150.168 | 176.101 | 0.13242 | 141.614 | 168.483 | 0 | 303.895 | 303.616 | 75172.9 | 34.6381 | 74345.8 | 71441.4 | 71064.9 | 71064.9 | 70069.7 | 69981.9 | 1443.42 | 0 | 0 | 82.9829 | 0 | 69898.9 | 949.999 | 68548.4 | 68205.6641
7504 | 1980-11-09 15:00 | 173 | 210 | 120 | 18.3 | 2.6 | -9900 | 14.5137 | 238.137 | 72.3024 | 0 |  | 173 | 64.2493 | 126.413 | 0.065832 | 38.4858 | 118.091 | 0.065832 | 33.7396 | 112.983 | 0 | 143.788 | 143.686 | 35572.3 | 25.9854 | 34205.6 | 34028.3 | 33898.8 | 33898.8 | 33424.2 | 33409.7 | 1561.16 | 0 | 0 | 23.8795 | 0 | 33385.8 | 950 | 32532.6 | 32369.9141
7505 | 1980-11-09 16:00 | 31 | 24 | 29 | 17.6 | 2.4 | -9900 | 3.2981 | 247.182 | 83.8877 | 0 |  | 31 | 2.4459 | 29.1948 | 0.011796 | 1.1945 | 27.3107 | 0.011796 | 0.6285 | 26.129 | 0 | 26.2224 | 26.2122 | 6489.28 | 19.0149 | 5326.51 | 5442.15 | 5411.9 | 5411.9 | 5336.14 | 5335.77 | 1558.15 | 0 | 0 | 0.61401 | 0 | 5335.15 | 950 | 5081.66 | 5056.252
7506 | 1980-11-09 17:00 | 0 | 0 | 0 | 16.8 | 2.3 | -9900
7507 | 1980-11-09 18:00 | 0 | 0 | 0 | 16.1 | 2.1 | -9900
7508 | 1980-11-09 19:00 | 0 | 0 | 0 | 15.7 | 1.4 | -9900
7509 | 1980-11-09 20:00 | 0 | 0 | 0 | 15.4 | 0.7 | -9900
7510 | 1980-11-09 21:00 | 0 | 0 | 0 | 15 | 0 | -9900
7511 | 1980-11-09 22:00 | 0 | 0 | 0 | 15.6 | 0.7 | -9900
7512 | 1980-11-09 23:00 | 0 | 0 | 0 | 16.1 | 1.4 | -9900
7513 | 1980-11-10 | 0 | 0 | 0 | 16.7 | 2.1 | -9900
7514 | 1980-11-10 01:00 | 0 | 0 | 0 | 16.7 | 2.1 | -9900
7515 | 1980-11-10 02:00 | 0 | 0 | 0 | 16.7 | 2.1 | -9900
7516 | 1980-11-10 03:00 | 0 | 0 | 0 | 16.7 | 2.1 | -9900
7517 | 1980-11-10 04:00 | 0 | 0 | 0 | 16.5 | 2.1 | -9900
7518 | 1980-11-10 05:00 | 0 | 0 | 0 | 16.3 | 2.1 | -9900
7519 | 1980-11-10 06:00 | 4 | 0 | 4 | 16.1 | 2.1 | -9900 | 2.1826 | 112.221 | 87.5293 | 0 |  | 4 | 0 | 4.1051 | 0.0015221 | 0 | 3.8332 | 0.0015221 | 0 | 3.6674 | 0 | 3.5941 | 3.5929 | 889.477 | 16.2966 | 261.095 | 259.741 | 259.104 | 259.104 | 255.476 | 255.475 | 1421.27 | 0 | 0 | 0.0012306 | 0 | 255.474 | 950 | 242.323 | 241.1117
7520 | 1980-11-10 07:00 | 37 | 0 | 37 | 16.7 | 2.4 | -9900 | 13.4485 | 121.154 | 76.0679 | 0 |  | 37 | 0 | 36.6341 | 0.01408 | 0 | 34.2534 | 0.01408 | 0 | 32.7715 | 0 | 32.1161 | 32.1035 | 7947.68 | 18.4328 | 6726.83 | 6889.99 | 6857.74 | 6857.74 | 6761.73 | 6761.13 | 1546.11 | 0 | 0 | 0.98393 | 0 | 6760.14 | 950 | 6446.08 | 6413.8516
7521 | 1980-11-10 08:00 | 81 | 0 | 81 | 17.2 | 2.8 | -9900 | 23.5924 | 131.828 | 65.2442 | 0 |  | 81 | 0 | 80.3339 | 0.030823 | 0 | 75.1336 | 0.030823 | 0 | 71.8829 | 0 | 70.4452 | 70.4259 | 17434.9 | 20.9328 | 16028.5 | 16273.3 | 16215.6 | 16215.6 | 15988.6 | 15985.3 | 1569.81 | 0 | 0 | 5.6177 | 0 | 15979.7 | 950 | 15351.3 | 15274.5752
7522 | 1980-11-10 09:00 | 119 | 0 | 119 | 17.8 | 3.1 | -9900 | 31.9801 | 144.968 | 56.068 | 0 |  | 119 | 0 | 118.193 | 0.045283 | 0 | 110.548 | 0.045283 | 0 | 105.765 | 0 | 103.65 | 103.611 | 25650.2 | 23.2173 | 24218.7 | 24377.7 | 24301.7 | 24301.7 | 23961.5 | 23954 | 1547.83 | 0 | 0 | 12.3932 | 0 | 23941.6 | 950 | 23147.2 | 23031.4355
7523 | 1980-11-10 10:00 | 205 | 0 | 205 | 18.2 | 2.9 | -9900 | 37.7302 | 160.976 | 49.4873 | 0 |  | 205 | 0 | 204.467 | 0.078009 | 0 | 191.257 | 0.078009 | 0 | 182.982 | 0 | 179.322 | 179.235 | 44371.8 | 27.6569 | 43077.9 | 42638.1 | 42528.4 | 42528.4 | 41932.9 | 41910 | 1555.88 | 0 | 0 | 38.009 | 0 | 41871.9 | 950 | 40919.8 | 40715.2461
7524 | 1980-11-10 11:00 | 221 | 0 | 221 | 18.5 | 2.8 | -9900 | 39.9092 | 179.167 | 46.6205 | 0 |  | 221 | 0 | 220.71 | 0.084097 | 0 | 206.437 | 0.084097 | 0 | 197.505 | 0 | 193.555 | 193.491 | 47902.1 | 28.7557 | 46650.6 | 45983.3 | 45869.1 | 45869.1 | 45226.9 | 45200.6 | 1569.93 | 0 | 0 | 44.7687 | 0 | 45155.9 | 950 | 44144.2 | 43923.5039
7525 | 1980-11-10 12:00 | 180 | 0 | 180 | 18.9 | 2.6 | -9900 | 38.0606 | 197.459 | 48.1283 | 0 |  | 180 | 0 | 179.527 | 0.068495 | 0 | 167.905 | 0.068495 | 0 | 160.64 | 0 | 157.427 | 157.377 | 38960.8 | 27.3178 | 37609.8 | 37272.2 | 37172.6 | 37172.6 | 36652.1 | 36635 | 1573.9 | 0 | 0 | 29.4681 | 0 | 36605.6 | 950 | 35729.8 | 35551.1914
7526 | 1980-11-10 13:00 | 170 | 0 | 170 | 18.9 | 2.6 | -9900 | 32.5759 | 213.693 | 53.6385 | 0 |  | 170 | 0 | 169.791 | 0.06469 | 0 | 158.79 | 0.06469 | 0 | 151.92 | 0 | 148.882 | 148.806 | 36839.1 | 26.8593 | 35468.5 | 35213 | 35113.3 | 35113.3 | 34621.7 | 34606.5 | 1579.74 | 0 | 0 | 26.4324 | 0 | 34580.1 | 950 | 33716.3 | 33547.7461
7527 | 1980-11-10 14:00 | 129 | 0 | 129 | 18.9 | 2.6 | -9900 | 24.3719 | 227.061 | 62.0929 | 0 |  | 129 | 0 | 128.884 | 0.049088 | 0 | 120.525 | 0.049088 | 0 | 115.311 | 0 | 113.005 | 112.987 | 27971.9 | 24.9435 | 26546.3 | 26546.2 | 26465.7 | 26465.7 | 26095.2 | 26086.3 | 1553.83 | 0 | 0 | 14.6398 | 0 | 26071.6 | 950 | 25249.6 | 25123.3203
7528 | 1980-11-10 15:00 | 91 | 1 | 91 | 18.9 | 2.6 | -9900 | 14.3467 | 237.904 | 72.4601 | 0 |  | 91 | 0 | 91.5003 | 0.034628 | 0 | 85.5483 | 0.034628 | 0 | 81.8473 | 0 | 80.2104 | 80.1777 | 19849.2 | 23.1885 | 18426.4 | 18550.5 | 18488 | 18488 | 18229.1 | 18224.9 | 1572 | 0 | 0 | 7.316 | 0 | 18217.6 | 950 | 17532.1 | 17444.4785
7529 | 1980-11-10 16:00 | 33 | 1 | 33 | 18.3 | 1.7 | -9900 | 3.1553 | 246.941 | 84.019 | 0 |  | 33 | 0 | 33.4134 | 0.012557 | 0 | 31.1925 | 0.012557 | 0 | 29.8434 | 0 | 29.2466 | 29.2344 | 7237.49 | 19.9291 | 6043.04 | 6155.57 | 6124.05 | 6124.05 | 6038.31 | 6037.84 | 1550.57 | 0 | 0 | 0.77311 | 0 | 6037.06 | 950 | 5753.14 | 5724.3779
7530 | 1980-11-10 17:00 | 0 | 0 | 0 | 17.8 | 0.9 | -9900
7531 | 1980-11-10 18:00 | 0 | 0 | 0 | 17.2 | 0 | -9900
7532 | 1980-11-10 19:00 | 0 | 0 | 0 | 17.4 | 0.9 | -9900
7533 | 1980-11-10 20:00 | 0 | 0 | 0 | 17.6 | 1.7 | -9900
7534 | 1980-11-10 21:00 | 0 | 0 | 0 | 17.8 | 2.6 | -9900
7535 | 1980-11-10 22:00 | 0 | 0 | 0 | 17.8 | 2.6 | -9900
7536 | 1980-11-10 23:00 | 0 | 0 | 0 | 17.8 | 2.6 | -9900
7537 | 1980-11-11 | 0 | 0 | 0 | 17.8 | 2.6 | -9900
7538 | 1980-11-11 01:00 | 0 | 0 | 0 | 17.8 | 2.8 | -9900
7539 | 1980-11-11 02:00 | 0 | 0 | 0 | 17.8 | 2.9 | -9900
7540 | 1980-11-11 03:00 | 0 | 0 | 0 | 17.8 | 3.1 | -9900
7541 | 1980-11-11 04:00 | 0 | 0 | 0 | 17.6 | 2.9 | -9900
7542 | 1980-11-11 05:00 | 0 | 0 | 0 | 17.4 | 2.8 | -9900
7543 | 1980-11-11 06:00 | 21 | 19 | 19 | 17.2 | 2.6 | -9900 | 2.0013 | 112.43 | 87.635 | 0 |  | 21 | 0.94758 | 17.7595 | 0.0079911 | 0.88736 | 16.6558 | 0.0079911 | 0.39225 | 15.9347 | 0 | 16.0005 | 15.9958 | 3959.82 | 18.0556 | 2935.61 | 3002.27 | 2981.11 | 2981.11 | 2939.38 | 2939.24 | 1447.39 | 0 | 0 | 0.1777 | 0 | 2939.06 | 950 | 2794.05 | 2780.0791
7544 | 1980-11-11 07:00 | 183 | 328 | 107 | 18.1 | 2.9 | -9900 | 13.2471 | 121.349 | 76.2556 | 0 |  | 183 | 78.6969 | 108.11 | 0.069637 | 75.0195 | 101.338 | 0.069637 | 63.1337 | 96.9512 | 0 | 156.883 | 156.726 | 38797.1 | 26.3693 | 37457.8 | 37211 | 37047.9 | 37047.9 | 36529.2 | 36510 | 1525.56 | 0 | 0 | 29.5877 | 0 | 36480.4 | 950 | 35598.7 | 35420.7422
7545 | 1980-11-11 08:00 | 280 | 127 | 230 | 19.1 | 3.3 | -9900 | 23.3668 | 132.003 | 65.4578 | 0 |  | 280 | 52.3021 | 235.276 | 0.10655 | 47.4582 | 220.171 | 0.10655 | 44.1742 | 210.644 | 0 | 249.722 | 249.608 | 61792 | 32.0325 | 60737.1 | 59103 | 58938 | 58938 | 58112.8 | 58066.7 | 1532.8 | 0 | 0 | 72.6868 | 0 | 57994 | 950 | 56760.8 | 56476.9531
7546 | 1980-11-11 09:00 | 345 | 58 | 314 | 20 | 3.6 | -9900 | 31.7289 | 145.104 | 56.3104 | 0 |  | 345 | 32.6662 | 322.395 | 0.13128 | 25.4019 | 301.659 | 0.13128 | 24.4208 | 288.606 | 0 | 306.767 | 306.721 | 75932.9 | 35.6761 | 75102.2 | 72074.4 | 71889.5 | 71889.5 | 70883 | 70815.5 | 1544.28 | 0 | 0 | 107.997 | 0 | 70707.5 | 949.999 | 69345.3 | 68998.6172
7547 | 1980-11-11 10:00 | 353 | 102 | 291 | 20.4 | 3.8 | -9900 | 37.4589 | 161.043 | 49.7545 | 0 |  | 353 | 65.8195 | 297.002 | 0.13433 | 55.1312 | 277.829 | 0.13433 | 53.6486 | 265.808 | 0 | 313.068 | 312.92 | 77465.6 | 36.2481 | 76662 | 73392.3 | 73193.8 | 73193.8 | 72168.6 | 72096.7 | 1524.84 | 0 | 0 | 109.201 | 0 | 71987.5 | 949.999 | 70614.5 | 70261.4453
7548 | 1980-11-11 11:00 | 570 | 384 | 324 | 20.7 | 3.9 | -9900 | 39.6341 | 179.136 | 46.8958 | 0 |  | 570 | 263.446 | 333.441 | 0.2169 | 244.037 | 311.983 | 0.2169 | 238.401 | 298.483 | 0 | 526.147 | 526.037 | 130224 | 47.2206 | 130325 | 119304 | 118910 | 118910 | 117245 | 117054 | 1516.69 | 0 | 0 | 276.366 | 0 | 116777 | 950 | 114862 | 114287.9688
7549 | 1980-11-11 12:00 | 542 | 502 | 233 | 21.1 | 4.1 | -9900 | 37.803 | 197.333 | 48.3863 | 0 |  | 542 | 334.735 | 243.288 | 0.20625 | 324.322 | 227.567 | 0.20625 | 316.116 | 217.721 | 0 | 523.161 | 522.646 | 129383 | 47.2109 | 129476 | 118674 | 118234 | 118234 | 116578 | 116395 | 1546.07 | 0 | 0 | 278.349 | 0 | 116117 | 950 | 114216 | 113645.2109
7550 | 1980-11-11 13:00 | 450 | 462 | 201 | 20.5 | 3.8 | -9900 | 32.3499 | 213.506 | 53.8618 | 0 |  | 450 | 274.364 | 210.846 | 0.17124 | 243.047 | 197.147 | 0.17124 | 234.608 | 188.618 | 0 | 414.761 | 414.424 | 102598 | 41.4888 | 102239 | 95689.9 | 95098.8 | 95098.8 | 93767.4 | 93646.5 | 1531.07 | 0 | 0 | 187.576 | 0 | 93458.9 | 949.999 | 91934.8 | 91475.1328
7551 | 1980-11-11 14:00 | 344 | 335 | 206 | 20 | 3.4 | -9900 | 24.1802 | 226.844 | 62.2782 | 0 |  | 344 | 156.656 | 214.66 | 0.1309 | 124.079 | 200.645 | 0.1309 | 116.845 | 191.965 | 0 | 302.634 | 302.539 | 74903.5 | 35.6037 | 74065.4 | 70977.5 | 70629.1 | 70629.1 | 69640.3 | 69560.4 | 1464.17 | 0 | 0 | 87.6402 | 0 | 69472.8 | 950 | 68125.5 | 67784.8594
7552 | 1980-11-11 15:00 | 156 | 150 | 119 | 19.4 | 3.1 | -9900 | 14.1853 | 237.674 | 72.6124 | 0 |  | 156 | 45.0918 | 124.117 | 0.059363 | 27.0033 | 115.965 | 0.059363 | 23.5912 | 110.948 | 0 | 131.849 | 131.692 | 32603 | 26.2855 | 31209.1 | 31028.4 | 30915 | 30915 | 30482.2 | 30470.1 | 1554.3 | 0 | 0 | 19.7918 | 0 | 30450.3 | 950 | 29621.6 | 29473.4453
7553 | 1980-11-11 16:00 | 18 | 3 | 18 | 19.2 | 3.1 | -9900 | 3.0179 | 246.702 | 84.145 | 0 |  | 18 | 0 | 17.8817 | 0.0068495 | 0 | 16.7198 | 0.0068495 | 0 | 15.9965 | 0 | 15.6766 | 15.6693 | 3879.14 | 20.0193 | 2858.61 | 2905.13 | 2883.55 | 2883.55 | 2843.18 | 2843.05 | 1425.85 | 0 | 0 | 0.1584 | 0 | 2842.9 | 950 | 2702.25 | 2688.7341
7554 | 1980-11-11 17:00 | 0 | 0 | 0 | 19.1 | 3.1 | -9900
7555 | 1980-11-11 18:00 | 0 | 0 | 0 | 18.9 | 3.1 | -9900
7556 | 1980-11-11 19:00 | 0 | 0 | 0 | 18.9 | 2.9 | -9900
7557 | 1980-11-11 20:00 | 0 | 0 | 0 | 18.9 | 2.8 | -9900
7558 | 1980-11-11 21:00 | 0 | 0 | 0 | 18.9 | 2.6 | -9900
7559 | 1980-11-11 22:00 | 0 | 0 | 0 | 18.3 | 1.7 | -9900
7560 | 1980-11-11 23:00 | 0 | 0 | 0 | 17.8 | 0.9 | -9900
7561 | 1980-11-12 | 0 | 0 | 0 | 17.2 | 0 | -9900
7562 | 1980-11-12 01:00 | 0 | 0 | 0 | 17.4 | 0.5 | -9900
7563 | 1980-11-12 02:00 | 0 | 0 | 0 | 17.6 | 1 | -9900
7564 | 1980-11-12 03:00 | 0 | 0 | 0 | 17.8 | 1.5 | -9900
7565 | 1980-11-12 04:00 | 0 | 0 | 0 | 17.8 | 1.5 | -9900
7566 | 1980-11-12 05:00 | 0 | 0 | 0 | 17.8 | 1.5 | -9900
7567 | 1980-11-12 06:00 | 8 | 0 | 8 | 17.8 | 1.5 | -9900 | 1.8201 | 112.634 | 87.7383 | 0 |  | 8 | 0 | 8.0731 | 0.0030442 | 0 | 7.545 | 0.0030442 | 0 | 7.2187 | 0 | 7.0743 | 7.0713 | 1750.6 | 18.1976 | 926.388 | 935.007 | 926.907 | 926.907 | 913.931 | 913.919 | 1468.32 | 0 | 0 | 0.016704 | 0 | 913.902 | 950 | 867.326 | 862.9888
7568 | 1980-11-12 07:00 | 105 | 49 | 94 | 18.3 | 2.4 | -9900 | 13.0465 | 121.538 | 76.443 | 0 |  | 105 | 11.4078 | 94.9621 | 0.039956 | 10.8522 | 88.8212 | 0.039956 | 9.1025 | 84.9782 | 0 | 92.1991 | 92.1207 | 22805.2 | 23.2724 | 21374.6 | 21509.3 | 21437.5 | 21437.5 | 21137.4 | 21131.4 | 1554.5 | 0 | 0 | 9.7402 | 0 | 21121.7 | 950 | 20376.6 | 20274.7578
7569 | 1980-11-12 08:00 | 198 | 27 | 187 | 18.9 | 3.2 | -9900 | 23.1427 | 132.171 | 65.6703 | 0 |  | 198 | 11.5173 | 186.729 | 0.075345 | 10.4344 | 174.744 | 0.075345 | 9.7026 | 167.183 | 0 | 173.348 | 173.277 | 42896.4 | 27.9186 | 41587.1 | 41115.3 | 41013 | 41013 | 40438.8 | 40417.4 | 1553.83 | 0 | 0 | 35.4231 | 0 | 40382 | 950 | 39448.2 | 39250.9531
7570 | 1980-11-12 09:00 | 239 | 14 | 232 | 19.4 | 4.1 | -9900 | 31.4803 | 145.233 | 56.5507 | 0 |  | 239 | 7.3817 | 231.857 | 0.090947 | 5.7081 | 216.923 | 0.090947 | 5.4848 | 207.537 | 0 | 208.761 | 208.661 | 51657.4 | 29.8245 | 50455 | 49530.5 | 49405.7 | 49405.7 | 48714 | 48682.9 | 1558.57 | 0 | 0 | 51.5095 | 0 | 48631.4 | 950 | 47550.6 | 47312.832
7571 | 1980-11-12 10:00 | 358 | 102 | 296 | 19.8 | 3.8 | -9900 | 37.1915 | 161.103 | 50.0183 | 0 |  | 358 | 65.8629 | 302.346 | 0.13623 | 55.1705 | 282.832 | 0.13623 | 53.6639 | 270.594 | 0 | 317.773 | 317.638 | 78633.7 | 35.887 | 77849.7 | 74630.7 | 74420.8 | 74420.8 | 73378.8 | 73304.9 | 1519.16 | 0 | 0 | 111.846 | 0 | 73193 | 949.999 | 71811.2 | 71452.1406
7572 | 1980-11-12 11:00 | 634 | 574 | 269 | 20.2 | 3.4 | -9900 | 39.364 | 179.101 | 47.1661 | 0 |  | 634 | 391.141 | 279.119 | 0.24126 | 362.329 | 261.175 | 0.24126 | 353.828 | 249.874 | 0 | 591.628 | 591.062 | 146320 | 50.6846 | 146658 | 132120 | 131645 | 131645 | 129802 | 129561 | 1506.63 | 0 | 0 | 331.334 | 0 | 129230 | 950 | 127080 | 126444.8828
7573 | 1980-11-12 12:00 | 590 | 692 | 166 | 20.6 | 3.1 | -9900 | 37.551 | 197.206 | 48.6386 | 0 |  | 590 | 459.641 | 175.618 | 0.22451 | 445.344 | 164.275 | 0.22451 | 433.909 | 157.167 | 0 | 579.255 | 578.896 | 143307 | 50.8674 | 143618 | 129561 | 129058 | 129058 | 127251 | 127027 | 1529.15 | 0 | 0 | 323.902 | 0 | 126703 | 950 | 124609 | 123985.6172
7574 | 1980-11-12 13:00 | 496 | 662 | 142 | 20.2 | 3.3 | -9900 | 32.1297 | 213.319 | 54.0793 | 0 |  | 496 | 390.401 | 151.199 | 0.18874 | 345.399 | 141.37 | 0.18874 | 333.256 | 135.254 | 0 | 459.14 | 458.978 | 113629 | 43.9802 | 113472 | 104871 | 104091 | 104091 | 102634 | 102480 | 1514.83 | 0 | 0 | 220.836 | 0 | 102260 | 950 | 100592 | 100089.1953
7575 | 1980-11-12 14:00 | 356 | 581 | 118 | 19.8 | 3.4 | -9900 | 23.9943 | 226.628 | 62.458 | 0 |  | 356 | 270.517 | 126.227 | 0.13547 | 214.276 | 117.964 | 0.13547 | 201.645 | 112.861 | 0 | 308.216 | 308.043 | 76271 | 35.6876 | 75491.1 | 72027.5 | 71564.9 | 71564.9 | 70416.9 | 70316.8 | 1411.77 | 0 | 0 | -57.2627 | 0 | 70374 | 949.999 | 69030.5 | 68685.3203
7576 | 1980-11-12 15:00 | 204 | 539 | 71 | 19.4 | 3.6 | -9900 | 14.0294 | 237.446 | 72.7592 | 0 |  | 204 | 162.51 | 77.3141 | 0.077628 | 97.3088 | 72.1956 | 0.077628 | 84.8694 | 69.0731 | 0 | 150.864 | 150.681 | 37305.8 | 27.1011 | 36018.3 | 35515.6 | 35302.3 | 35302.3 | 34808.1 | 34790.5 | 1555.09 | 0 | 0 | 27.5798 | 0 | 34762.9 | 950 | 33886 | 33716.6094
7577 | 1980-11-12 16:00 | 34 | 80 | 26 | 18.9 | 2.4 | -9900 | 2.8862 | 246.465 | 84.2655 | 0 |  | 34 | 9.1813 | 26.7254 | 0.012938 | 4.4366 | 24.919 | 0.012938 | 2.2202 | 23.8416 | 0 | 25.5405 | 25.5333 | 6321.59 | 20.2782 | 5168.94 | 5256.49 | 5222.02 | 5222.02 | 5148.91 | 5148.55 | 1517.16 | 0 | 0 | 0.52791 | 0 | 5148.02 | 950 | 4903.22 | 4878.7031
7578 | 1980-11-12 17:00 | 0 | 0 | 0 | 18.3 | 1.2 | -9900
7579 | 1980-11-12 18:00 | 0 | 0 | 0 | 17.8 | 0 | -9900
7580 | 1980-11-12 19:00 | 0 | 0 | 0 | 17.4 | 0.9 | -9900
7581 | 1980-11-12 20:00 | 0 | 0 | 0 | 17.1 | 1.7 | -9900
7582 | 1980-11-12 21:00 | 0 | 0 | 0 | 16.7 | 2.6 | -9900
7583 | 1980-11-12 22:00 | 0 | 0 | 0 | 15.9 | 1.7 | -9900
7584 | 1980-11-12 23:00 | 0 | 0 | 0 | 15.2 | 0.9 | -9900
7585 | 1980-11-13 | 0 | 0 | 0 | 14.4 | 0 | -9900
7586 | 1980-11-13 01:00 | 0 | 0 | 0 | 14.2 | 0.5 | -9900
7587 | 1980-11-13 02:00 | 0 | 0 | 0 | 14.1 | 1 | -9900
7588 | 1980-11-13 03:00 | 0 | 0 | 0 | 13.9 | 1.5 | -9900
7589 | 1980-11-13 04:00 | 0 | 0 | 0 | 13.7 | 1 | -9900
7590 | 1980-11-13 05:00 | 0 | 0 | 0 | 13.5 | 0.5 | -9900
7591 | 1980-11-13 06:00 | 23 | 26 | 20 | 13.3 | 0 | -9900 | 1.6392 | 112.831 | 87.8327 | 0 |  | 23 | 1.3027 | 18.3649 | 0.0087522 | 1.2092 | 17.2278 | 0.0087522 | 0.50551 | 16.4819 | 0 | 16.6476 | 16.6394 | 4119.19 | 14.3018 | 3084.81 | 3193.07 | 3170.33 | 3170.33 | 3125.94 | 3125.79 | 1463.69 | 0 | 0 | 0.20609 | 0 | 3125.58 | 950 | 2971.87 | 2957.0073
7592 | 1980-11-13 07:00 | 158 | 281 | 95 | 14.8 | 1 | -9900 | 12.8466 | 121.721 | 76.63 | 0 |  | 158 | 65.436 | 96.0627 | 0.060124 | 62.2461 | 90.0448 | 0.060124 | 52.0326 | 86.1471 | 0 | 135.416 | 135.424 | 33523.7 | 22.5905 | 32140.7 | 32384.4 | 32217.5 | 32217.5 | 31766.5 | 31751.6 | 1518.08 | 0 | 0 | 22.392 | 0 | 31729.2 | 950 | 30893.2 | 30738.75
7593 | 1980-11-13 08:00 | 331 | 444 | 157 | 16.3 | 2.1 | -9900 | 22.9203 | 132.332 | 65.8818 | 0 |  | 331 | 182.352 | 160.639 | 0.12596 | 164.992 | 150.494 | 0.12596 | 153.261 | 143.98 | 0 | 291.297 | 291.063 | 72051.4 | 32.2266 | 71174.6 | 69051.1 | 68789.2 | 68789.2 | 67826.1 | 67755.8 | 1477.35 | 0 | 0 | 96.2141 | 0 | 67659.6 | 949.999 | 66346.8 | 66015.0859
7594 | 1980-11-13 09:00 | 480 | 585 | 176 | 17.8 | 3.1 | -9900 | 31.2343 | 145.355 | 56.7887 | 0 |  | 480 | 320.809 | 181.529 | 0.18265 | 247.114 | 169.993 | 0.18265 | 237.315 | 162.636 | 0 | 391.952 | 392.132 | 97074.1 | 38.3025 | 96649.1 | 90880.8 | 90482.7 | 90482.7 | 88467 | 88301.4 | 1404.02 | 0 | 0 | 3.3017 | 0 | 88298 | 946.87 | 86790.7 | 86356.7109
7595 | 1980-11-13 10:00 | 589 | 657 | 193 | 18.5 | 3.1 | -9900 | 36.9281 | 161.157 | 50.2783 | 0 |  | 589 | 420.947 | 201.026 | 0.22413 | 352.629 | 188.185 | 0.22413 | 342.852 | 180.042 | 0 | 512.435 | 512.579 | 126886 | 45.3001 | 126935 | 116098 | 115636 | 115636 | 113285 | 113056 | 1432.45 | 0 | 0 | -237.623 | 0 | 113294 | 950 | 111346 | 110788.8906
7596 | 1980-11-13 11:00 | 637 | 662 | 218 | 19.3 | 3.1 | -9900 | 39.099 | 179.062 | 47.4315 | 0 |  | 637 | 449.298 | 227.088 | 0.2424 | 416.209 | 212.494 | 0.2424 | 406.29 | 203.299 | 0 | 597.398 | 596.54 | 147676 | 50.4899 | 148033 | 133336 | 132822 | 132822 | 130963 | 130714 | 1496 | 0 | 0 | 331.658 | 0 | 130382 | 950 | 128213 | 127571.6562
7597 | 1980-11-13 12:00 | 356 | 215 | 225 | 20 | 3.1 | -9900 | 37.3048 | 197.078 | 48.8853 | 0 |  | 356 | 142.112 | 232.423 | 0.13547 | 137.692 | 217.399 | 0.13547 | 134.105 | 207.993 | 0 | 335.257 | 335.079 | 82950.4 | 37.5196 | 82238.9 | 78372.5 | 78121.5 | 78121.5 | 77027.7 | 76950.1 | 1553.01 | 0 | 0 | 124.617 | 0 | 76825.5 | 949.999 | 75406 | 75028.9375
7598 | 1980-11-13 13:00 | 405 | 404 | 190 | 19.6 | 3.8 | -9900 | 31.9154 | 213.132 | 54.2911 | 0 |  | 405 | 237.312 | 199.582 | 0.15412 | 210.131 | 186.616 | 0.15412 | 202.653 | 178.542 | 0 | 373.571 | 373.393 | 92441.6 | 38.5108 | 91904.4 | 87066.5 | 86493.4 | 86493.4 | 85282.4 | 85183.6 | 1545.67 | 0 | 0 | 155.993 | 0 | 85027.6 | 949.999 | 83609.2 | 83191.1094
7599 | 1980-11-13 14:00 | 345 | 514 | 136 | 19.3 | 4.5 | -9900 | 23.8141 | 226.414 | 62.6321 | 0 |  | 345 | 237.852 | 143.993 | 0.13128 | 188.531 | 134.577 | 0.13128 | 177.299 | 128.756 | 0 | 299.933 | 299.676 | 74198.9 | 34.0015 | 73372.8 | 70576.4 | 70178.8 | 70178.8 | 69196.2 | 69099.5 | 1410.45 | 0 | 0 | 72.4287 | 0 | 69027.1 | 949.999 | 67686.6 | 67348.1797
7600 | 1980-11-13 15:00 | 182 | 382 | 89 | 18.9 | 5.2 | -9900 | 13.8793 | 237.22 | 72.9005 | 0 |  | 182 | 113.927 | 95.5129 | 0.069256 | 68.2117 | 89.2043 | 0.069256 | 59.3936 | 85.346 | 0 | 141.845 | 141.732 | 35089.6 | 25.6352 | 33747.2 | 33556.8 | 33383.2 | 33383.2 | 32915.8 | 32900.8 | 1547.45 | 0 | 0 | 23.6362 | 0 | 32877.2 | 950 | 32032.9 | 31872.7539
7601 | 1980-11-13 16:00 | 31 | 62 | 24 | 18.3 | 3.5 | -9900 | 2.76 | 246.231 | 84.3806 | 0 |  | 31 | 7.8731 | 24.5682 | 0.011796 | 3.796 | 22.9089 | 0.011796 | 1.8664 | 21.9184 | 0 | 23.3091 | 23.3018 | 5769.06 | 19.4964 | 4641.88 | 4732.78 | 4699.62 | 4699.62 | 4633.82 | 4633.54 | 1544.49 | 0 | 0 | 0.43996 | 0 | 4633.1 | 950 | 4410.82 | 4388.7695
7602 | 1980-11-13 17:00 | 0 | 0 | 0 | 17.8 | 1.7 | -9900
7603 | 1980-11-13 18:00 | 0 | 0 | 0 | 17.2 | 0 | -9900
7604 | 1980-11-13 19:00 | 0 | 0 | 0 | 17 | 0 | -9900
7605 | 1980-11-13 20:00 | 0 | 0 | 0 | 16.9 | 0 | -9900
7606 | 1980-11-13 21:00 | 0 | 0 | 0 | 16.7 | 0 | -9900
7607 | 1980-11-13 22:00 | 0 | 0 | 0 | 16.5 | 0 | -9900
7608 | 1980-11-13 23:00 | 0 | 0 | 0 | 16.3 | 0 | -9900
7609 | 1980-11-14 | 0 | 0 | 0 | 16.1 | 0 | -9900
7610 | 1980-11-14 01:00 | 0 | 0 | 0 | 15.5 | 0.7 | -9900
7611 | 1980-11-14 02:00 | 0 | 0 | 0 | 15 | 1.4 | -9900
7612 | 1980-11-14 03:00 | 0 | 0 | 0 | 14.4 | 2.1 | -9900
7613 | 1980-11-14 04:00 | 0 | 0 | 0 | 14 | 1.9 | -9900
7614 | 1980-11-14 05:00 | 0 | 0 | 0 | 13.7 | 1.7 | -9900
7615 | 1980-11-14 06:00 | 22 | 50 | 17 | 13.3 | 1.5 | -9900 | 1.4587 | 113.023 | 87.9271 | 0 |  | 22 | 2.0768 | 15.4057 | 0.0083717 | 1.9287 | 14.4575 | 0.0083717 | 0.7816 | 13.8315 | 0 | 14.3208 | 14.3051 | 3541.26 | 14.1044 | 2548.11 | 2634.08 | 2616.02 | 2616.02 | 2579.39 | 2579.28 | 1488.41 | 0 | 0 | 0.14925 | 0 | 2579.13 | 950 | 2451.26 | 2439.0042
7616 | 1980-11-14 07:00 | 164 | 402 | 75 | 15.3 | 1.9 | -9900 | 12.6477 | 121.896 | 76.8166 | 0 |  | 164 | 92.5848 | 76.5372 | 0.062407 | 88.0325 | 71.7891 | 0.062407 | 73.3321 | 68.6812 | 0 | 139.173 | 139.143 | 34443.6 | 22.9833 | 33075.7 | 33259.8 | 33062.9 | 33062.9 | 32600 | 32583.8 | 1502.38 | 0 | 0 | 23.7854 | 0 | 32560 | 950 | 31722.9 | 31564.2793
7617 | 1980-11-14 08:00 | 341 | 623 | 100 | 17.4 | 2.2 | -9900 | 22.6995 | 132.486 | 66.092 | 0 |  | 341 | 252.804 | 103.712 | 0.12976 | 228.597 | 97.2028 | 0.12976 | 212.121 | 92.9954 | 0 | 299.014 | 298.921 | 73995.9 | 33.6823 | 73170.4 | 70474.9 | 70116.1 | 70116.1 | 69100.3 | 69023 | 1458.73 | 0 | 0 | 65.013 | 0 | 68958 | 949.999 | 67646.1 | 67307.9062
7618 | 1980-11-14 09:00 | 483 | 719 | 112 | 19.4 | 2.6 | -9900 | 30.9912 | 145.471 | 57.0244 | 0 |  | 483 | 391.797 | 117.266 | 0.1838 | 301.489 | 109.85 | 0.1838 | 289.369 | 105.096 | 0 | 386.576 | 386.29 | 95627.6 | 40.0618 | 95218.7 | 88495.8 | 88010.7 | 88010.7 | 84870.1 | 84711.3 | 1402.65 | 0 | 0 | -283.972 | 0 | 84995.2 | 943.268 | 83518.9 | 83101.3438
7619 | 1980-11-14 10:00 | 579 | 762 | 123 | 19.8 | 3.8 | -9900 | 36.6688 | 161.205 | 50.5345 | 0 |  | 579 | 485.039 | 129.689 | 0.22033 | 407.003 | 121.429 | 0.22033 | 395.546 | 116.174 | 0 | 501.486 | 500.678 | 123937 | 45.1572 | 123964 | 113197 | 112841 | 112841 | 109780 | 109551 | 1416.17 | 0 | 0 | 207.565 | 0 | 109343 | 946.872 | 107471 | 106933.7188
7620 | 1980-11-14 11:00 | 616 | 781 | 125 | 20.2 | 5 | -9900 | 38.8392 | 179.018 | 47.6917 | 0 |  | 616 | 526.84 | 131.96 | 0.23441 | 487.315 | 123.488 | 0.23441 | 475.525 | 118.145 | 0 | 581.796 | 581.108 | 143852 | 48.0668 | 144168 | 131015 | 130306 | 130306 | 128481 | 128228 | 1469.06 | 0 | 0 | 305.971 | 0 | 127922 | 950 | 125791 | 125162.0938
7621 | 1980-11-14 12:00 | 600 | 823 | 102 | 20.6 | 6.2 | -9900 | 37.0643 | 196.948 | 49.1263 | 0 |  | 600 | 540.616 | 108.795 | 0.22832 | 523.806 | 101.77 | 0.22832 | 509.968 | 97.3665 | 0 | 595.188 | 594.657 | 147207 | 47.6013 | 147577 | 134918 | 134333 | 134333 | 132452 | 132197 | 1507.71 | 0 | 0 | 336.712 | 0 | 131861 | 950 | 129666 | 129018.1562
7622 | 1980-11-14 13:00 | 514 | 831 | 75 | 20.2 | 5.9 | -9900 | 31.7069 | 212.947 | 54.497 | 0 |  | 514 | 484.969 | 79.753 | 0.19559 | 428.063 | 74.5727 | 0.19559 | 412.644 | 71.3464 | 0 | 474.311 | 474.102 | 117376 | 42.0232 | 117310 | 109066 | 108088 | 108088 | 106574 | 106398 | 1487.74 | 0 | 0 | 232.187 | 0 | 106166 | 950 | 104420 | 103897.8594
7623 | 1980-11-14 14:00 | 371 | 752 | 67 | 19.8 | 5.5 | -9900 | 23.6398 | 226.201 | 62.8005 | 0 |  | 371 | 346.393 | 72.8209 | 0.14118 | 274.068 | 68.0487 | 0.14118 | 257.568 | 65.105 | 0 | 316.22 | 315.846 | 78205.6 | 34.6056 | 77507.7 | 74051.9 | 73563 | 73563 | 71240.4 | 71131.8 | 1398.6 | 0 | 0 | -204.405 | 0 | 71336.2 | 948.559 | 70016.2 | 69666.1641
7624 | 1980-11-14 15:00 | 196 | 549 | 64 | 19.4 | 5.2 | -9900 | 13.7349 | 236.996 | 73.0361 | 0 |  | 196 | 162.113 | 70.1749 | 0.074584 | 97.0542 | 65.5231 | 0.074584 | 84.3712 | 62.6892 | 0 | 144.119 | 143.99 | 35649.7 | 26.2424 | 34355 | 33991.8 | 33776.4 | 33776.4 | 33303.5 | 33286.9 | 1535.59 | 0 | 0 | 25.1749 | 0 | 33261.7 | 950 | 32419.8 | 32257.7266
7625 | 1980-11-14 16:00 | 32 | 107 | 21 | 18.9 | 4.2 | -9900 | 2.6396 | 246 | 84.4901 | 0 |  | 32 | 12.1316 | 21.6569 | 0.012177 | 5.8247 | 20.1766 | 0.012177 | 2.8161 | 19.3044 | 0 | 21.678 | 21.6628 | 5363.6 | 19.9773 | 4260.08 | 4334.61 | 4299.66 | 4299.66 | 4239.47 | 4239.22 | 1497.49 | 0 | 0 | 0.35577 | 0 | 4238.86 | 950 | 4034.74 | 4014.571
7626 | 1980-11-14 17:00 | 0 | 0 | 0 | 18.3 | 3.1 | -9900
7627 | 1980-11-14 18:00 | 0 | 0 | 0 | 17.8 | 2.1 | -9900
7628 | 1980-11-14 19:00 | 0 | 0 | 0 | 17.1 | 1.4 | -9900
7629 | 1980-11-14 20:00 | 0 | 0 | 0 | 16.3 | 0.7 | -9900
7630 | 1980-11-14 21:00 | 0 | 0 | 0 | 15.6 | 0 | -9900
7631 | 1980-11-14 22:00 | 0 | 0 | 0 | 15.2 | 0.5 | -9900
7632 | 1980-11-14 23:00 | 0 | 0 | 0 | 14.8 | 1 | -9900
7633 | 1980-11-15 | 0 | 0 | 0 | 14.4 | 1.5 | -9900
7634 | 1980-11-15 01:00 | 0 | 0 | 0 | 13.9 | 1 | -9900
7635 | 1980-11-15 02:00 | 0 | 0 | 0 | 13.3 | 0.5 | -9900
7636 | 1980-11-15 03:00 | 0 | 0 | 0 | 12.8 | 0 | -9900
7637 | 1980-11-15 04:00 | 0 | 0 | 0 | 12.8 | 0.5 | -9900
7638 | 1980-11-15 05:00 | 0 | 0 | 0 | 12.8 | 1 | -9900
7639 | 1980-11-15 06:00 | 18 | 24 | 15 | 12.8 | 1.5 | -9900 | 1.2786 | 113.208 | 88.0215 | 0 |  | 18 | 1.1894 | 13.9334 | 0.0068495 | 1.1102 | 13.06 | 0.0068495 | 0.43528 | 12.4947 | 0 | 12.6714 | 12.665 | 3135.28 | 13.5122 | 2171.94 | 2244.84 | 2231.24 | 2231.24 | 2200 | 2199.93 | 1494.62 | 0 | 0 | 0.10555 | 0 | 2199.82 | 950 | 2090.01 | 2079.5579
7640 | 1980-11-15 07:00 | 73 | 0 | 73 | 14.5 | 1.7 | -9900 | 12.4497 | 122.066 | 77.0026 | 0 |  | 73 | 0 | 72.5499 | 0.027779 | 0 | 67.8855 | 0.027779 | 0 | 64.9481 | 0 | 63.6491 | 63.6175 | 15749.3 | 18.045 | 14360 | 14735.3 | 14681.4 | 14681.4 | 14475.9 | 14473.1 | 1544.66 | 0 | 0 | 4.5207 | 0 | 14468.6 | 950 | 13883 | 13813.6191
7641 | 1980-11-15 08:00 | 326 | 475 | 144 | 16.1 | 1.9 | -9900 | 22.4805 | 132.633 | 66.3008 | 0 |  | 326 | 191.091 | 147.578 | 0.12405 | 172.527 | 138.266 | 0.12405 | 159.924 | 132.281 | 0 | 286.361 | 286.105 | 70824.4 | 31.8984 | 69930.8 | 67904.4 | 67623.9 | 67623.9 | 66676.9 | 66608.2 | 1479.24 | 0 | 0 | 92.5057 | 0 | 66515.7 | 949.999 | 65214.5 | 64888.3789
7642 | 1980-11-15 09:00 | 434 | 491 | 182 | 17.8 | 2.1 | -9900 | 30.751 | 145.579 | 57.2575 | 0 |  | 434 | 266.316 | 187.665 | 0.16515 | 203.78 | 175.738 | 0.16515 | 195.484 | 168.132 | 0 | 356.344 | 356.337 | 88215.5 | 37.2983 | 87633.6 | 82874.6 | 82441.9 | 82441.9 | 80894.3 | 80753.9 | 1382.72 | 0 | 0 | 33.6231 | 0 | 80720.2 | 948.835 | 79335.4 | 78938.7188
7643 | 1980-11-15 10:00 | 571 | 718 | 144 | 18.3 | 2.9 | -9900 | 36.4138 | 161.247 | 50.7868 | 0 |  | 571 | 454.481 | 151.296 | 0.21728 | 379.524 | 141.652 | 0.21728 | 368.689 | 135.522 | 0 | 494.126 | 493.66 | 122200 | 44.3468 | 122192 | 111977 | 111503 | 111503 | 108746 | 108515 | 1401.48 | 0 | 0 | 182.936 | 0 | 108332 | 949.176 | 106472 | 105940.1406
7644 | 1980-11-15 11:00 | 603 | 751 | 133 | 18.9 | 3.8 | -9900 | 38.5848 | 178.971 | 47.9468 | 0 |  | 603 | 504.623 | 140.989 | 0.22946 | 466.773 | 131.947 | 0.22946 | 455.31 | 126.237 | 0 | 569.916 | 569.288 | 140926 | 47.732 | 141201 | 128500 | 127804 | 127804 | 126014 | 125771 | 1469.45 | 0 | 0 | 294.045 | 0 | 125477 | 950 | 123393 | 122776.3438
7645 | 1980-11-15 12:00 | 563 | 709 | 136 | 19.4 | 4.6 | -9900 | 36.8298 | 196.817 | 49.3613 | 0 |  | 563 | 463.857 | 144.788 | 0.21424 | 448.779 | 135.439 | 0.21424 | 436.76 | 129.579 | 0 | 555.013 | 554.581 | 137288 | 46.4832 | 137511 | 126306 | 125651 | 125651 | 123892 | 123677 | 1519.05 | 0 | 0 | 303.05 | 0 | 123374 | 950 | 121342 | 120734.9688
7646 | 1980-11-15 13:00 | 467 | 647 | 127 | 19.2 | 5.5 | -9900 | 31.5046 | 212.761 | 54.6969 | 0 |  | 467 | 375.916 | 135.794 | 0.17771 | 331.728 | 126.967 | 0.17771 | 319.641 | 121.474 | 0 | 432.292 | 431.919 | 106933 | 39.4466 | 106666 | 100427 | 99575.9 | 99575.9 | 98181.8 | 98038.6 | 1500.76 | 0 | 0 | 198.869 | 0 | 97839.7 | 950 | 96240.9 | 95759.6953
7647 | 1980-11-15 14:00 | 328 | 547 | 108 | 19.1 | 6.3 | -9900 | 23.4714 | 225.99 | 62.963 | 0 |  | 328 | 250.981 | 116.029 | 0.12481 | 198.22 | 108.432 | 0.12481 | 186.164 | 103.741 | 0 | 284.107 | 283.89 | 70290.5 | 31.9319 | 69414.9 | 67271.4 | 66863.3 | 66863.3 | 65850.8 | 65761.2 | 1398.49 | 0 | 0 | -11.0782 | 0 | 65772.3 | 950 | 64467.5 | 64145.1992
7648 | 1980-11-15 15:00 | 168 | 388 | 75 | 18.9 | 7.2 | -9900 | 13.5964 | 236.774 | 73.1661 | 0 |  | 168 | 114.5 | 80.955 | 0.063929 | 68.5448 | 75.603 | 0.063929 | 59.4938 | 72.333 | 0 | 129.19 | 129.011 | 31940.4 | 24.4974 | 30583.8 | 30540.2 | 30368.6 | 30368.6 | 29943.4 | 29931 | 1562.35 | 0 | 0 | 19.9919 | 0 | 29911 | 950 | 29125.4 | 28979.791
7649 | 1980-11-15 16:00 | 27 | 66 | 20 | 18 | 5.7 | -9900 | 2.5249 | 245.77 | 84.5941 | 0 |  | 27 | 7.5749 | 20.3244 | 0.010274 | 3.6294 | 18.9543 | 0.010274 | 1.7251 | 18.1347 | 0 | 19.4626 | 19.45 | 4815.53 | 18.9035 | 3739.08 | 3817.35 | 3787.05 | 3787.05 | 3734.03 | 3733.84 | 1491.62 | 0 | 0 | 0.2743 | 0 | 3733.56 | 950 | 3551.86 | 3534.104
7650 | 1980-11-15 17:00 | 0 | 0 | 0 | 17 | 4.1 | -9900
7651 | 1980-11-15 18:00 | 0 | 0 | 0 | 16.1 | 2.6 | -9900
7652 | 1980-11-15 19:00 | 0 | 0 | 0 | 15.9 | 2.6 | -9900
7653 | 1980-11-15 20:00 | 0 | 0 | 0 | 15.8 | 2.6 | -9900
7654 | 1980-11-15 21:00 | 0 | 0 | 0 | 15.6 | 2.6 | -9900
7655 | 1980-11-15 22:00 | 0 | 0 | 0 | 14.7 | 2.9 | -9900
7656 | 1980-11-15 23:00 | 0 | 0 | 0 | 13.7 | 3.3 | -9900
7657 | 1980-11-16 | 0 | 0 | 0 | 12.8 | 3.6 | -9900
7658 | 1980-11-16 01:00 | 0 | 0 | 0 | 11.7 | 3.1 | -9900
7659 | 1980-11-16 02:00 | 0 | 0 | 0 | 10.5 | 2.6 | -9900
7660 | 1980-11-16 03:00 | 0 | 0 | 0 | 9.4 | 2.1 | -9900
7661 | 1980-11-16 04:00 | 0 | 0 | 0 | 9.4 | 1.4 | -9900
7662 | 1980-11-16 05:00 | 0 | 0 | 0 | 9.4 | 0.7 | -9900
7663 | 1980-11-16 06:00 | 29 | 187 | 9 | 9.4 | 0 | -9900 | 1.0991 | 113.386 | 88.1159 | 0 |  | 29 | 7.5515 | 7.9143 | 0.011035 | 7.0271 | 7.4356 | 0.011035 | 2.6459 | 7.1136 | 0 | 9.5643 | 9.5603 | 2366.41 | 9.9756 | 1496.02 | 1548.37 | 1521.36 | 1521.36 | 1500.06 | 1499.97 | 1288.06 | 0 | 0 | 0.067407 | 0 | 1499.91 | 950 | 1424.86 | 1417.7339
7664 | 1980-11-16 07:00 | 116 | 244 | 64 | 12 | 1.2 | -9900 | 12.2528 | 122.228 | 77.188 | 0 |  | 116 | 54.264 | 65.4733 | 0.044142 | 51.5822 | 61.4225 | 0.044142 | 42.6554 | 58.7633 | 0 | 99.3904 | 99.3488 | 24593.3 | 17.6635 | 23176.7 | 23785.2 | 23646.7 | 23646.7 | 23315.7 | 23307.5 | 1515.21 | 0 | 0 | 12.0747 | 0 | 23295.5 | 950 | 22534.4 | 22421.7598
7665 | 1980-11-16 08:00 | 170 | 166 | 107 | 14.6 | 2.4 | -9900 | 22.2635 | 132.773 | 66.5082 | 0 |  | 170 | 66.2076 | 108.825 | 0.06469 | 59.6979 | 101.916 | 0.06469 | 55.278 | 97.5051 | 0 | 149.727 | 149.617 | 37038.4 | 22.6759 | 35681.7 | 35951.4 | 35821.9 | 35821.9 | 35320.4 | 35302 | 1495.37 | 0 | 0 | 26.5934 | 0 | 35275.4 | 950 | 34413.3 | 34241.1914
7666 | 1980-11-16 09:00 | 404 | 507 | 146 | 17.2 | 3.6 | -9900 | 30.5139 | 145.68 | 57.488 | 0 |  | 404 | 272.85 | 151.028 | 0.15373 | 208.085 | 141.438 | 0.15373 | 199.503 | 135.317 | 0 | 328.124 | 328.289 | 81274.9 | 33.9784 | 80591.5 | 77178.6 | 76847.4 | 76847.4 | 75208.4 | 75085 | 1391.96 | 0 | 0 | 31.7307 | 0 | 75053.3 | 946.61 | 73734.8 | 73366.1562
7667 | 1980-11-16 10:00 | 481 | 486 | 193 | 18.5 | 3.8 | -9900 | 36.1631 | 161.283 | 51.035 | 0 |  | 481 | 306.728 | 200.342 | 0.18304 | 256.154 | 187.541 | 0.18304 | 248.735 | 179.425 | 0 | 419.596 | 419.3 | 103795 | 39.7358 | 103471 | 97149.4 | 96779.8 | 96779.8 | 95212.2 | 95049.9 | 1423.45 | 0 | 0 | -38.8725 | 0 | 95088.8 | 950 | 93465.4 | 92998.0391
7668 | 1980-11-16 11:00 | 421 | 338 | 211 | 19.8 | 3.9 | -9900 | 38.3358 | 178.921 | 48.1966 | 0 |  | 421 | 225.609 | 217.28 | 0.1602 | 208.69 | 203.295 | 0.1602 | 203.49 | 194.499 | 0 | 390.029 | 389.569 | 96438.2 | 39.4404 | 95969.2 | 90642.9 | 90249.9 | 90249.9 | 88986.1 | 88874.8 | 1513.63 | 0 | 0 | 157.593 | 0 | 88717.2 | 950 | 87221.1 | 86784.9844
7669 | 1980-11-16 12:00 | 457 | 444 | 191 | 21.1 | 4.1 | -9900 | 36.6012 | 196.685 | 49.5905 | 0 |  | 457 | 289.154 | 200.239 | 0.1739 | 279.756 | 187.304 | 0.1739 | 272.163 | 179.2 | 0 | 442.336 | 441.97 | 109411 | 43.1804 | 109166 | 101698 | 101228 | 101228 | 99810.4 | 99675.1 | 1538.82 | 0 | 0 | 203.234 | 0 | 99471.8 | 950 | 97853.2 | 97363.8984
7670 | 1980-11-16 13:00 | 493 | 731 | 111 | 21.1 | 4.5 | -9900 | 31.3083 | 212.577 | 54.8909 | 0 |  | 493 | 422.697 | 119.201 | 0.1876 | 373.128 | 111.452 | 0.1876 | 359.378 | 106.63 | 0 | 456.687 | 456.36 | 112985 | 43.4882 | 112828 | 104399 | 103443 | 103443 | 101995 | 101839 | 1495.75 | 0 | 0 | 215.773 | 0 | 101624 | 950 | 99960.2 | 99460.3906
7671 | 1980-11-16 14:00 | 332 | 589 | 97 | 21.1 | 4.8 | -9900 | 23.309 | 225.781 | 63.1197 | 0 |  | 332 | 268.411 | 104.701 | 0.12634 | 212.131 | 97.8418 | 0.12634 | 199.105 | 93.6093 | 0 | 286.86 | 286.544 | 70948.8 | 34.9667 | 70092.6 | 67064.1 | 66613.5 | 66613.5 | 65457.9 | 65368.9 | 1400.65 | 0 | 0 | -126.829 | 0 | 65495.8 | 950 | 64196.9 | 63875.8711
7672 | 1980-11-16 15:00 | 196 | 594 | 55 | 21.1 | 5.2 | -9900 | 13.4637 | 236.554 | 73.2904 | 0 |  | 196 | 174.019 | 60.872 | 0.074584 | 104.171 | 56.8297 | 0.074584 | 90.2779 | 54.3718 | 0 | 141.757 | 141.691 | 35080.8 | 27.8332 | 33799.7 | 33213.5 | 32991.7 | 32991.7 | 32529.8 | 32513.7 | 1546.9 | 0 | 0 | 24.6715 | 0 | 32489 | 950 | 31669.4 | 31511.043
7673 | 1980-11-16 16:00 | 33 | 137 | 18 | 20 | 4.2 | -9900 | 2.416 | 245.544 | 84.6924 | 0 |  | 33 | 15.9376 | 18.5184 | 0.012557 | 7.6094 | 17.2533 | 0.012557 | 3.5745 | 16.5074 | 0 | 19.6803 | 19.6511 | 4865.58 | 20.9773 | 3792.65 | 3844.38 | 3811.67 | 3811.67 | 3758.3 | 3758.11 | 1525.02 | 0 | 0 | 0.2939 | 0 | 3757.81 | 950 | 3575.99 | 3558.1147
7674 | 1980-11-16 17:00 | 0 | 0 | 0 | 18.9 | 3.1 | -9900
7675 | 1980-11-16 18:00 | 0 | 0 | 0 | 17.8 | 2.1 | -9900
7676 | 1980-11-16 19:00 | 0 | 0 | 0 | 16.1 | 2.3 | -9900
7677 | 1980-11-16 20:00 | 0 | 0 | 0 | 14.5 | 2.4 | -9900
7678 | 1980-11-16 21:00 | 0 | 0 | 0 | 12.8 | 2.6 | -9900
7679 | 1980-11-16 22:00 | 0 | 0 | 0 | 13 | 2.6 | -9900
7680 | 1980-11-16 23:00 | 0 | 0 | 0 | 13.1 | 2.6 | -9900
7681 | 1980-11-17 | 0 | 0 | 0 | 13.3 | 2.6 | -9900
7682 | 1980-11-17 01:00 | 0 | 0 | 0 | 12.4 | 1.7 | -9900
7683 | 1980-11-17 02:00 | 0 | 0 | 0 | 11.5 | 0.9 | -9900
7684 | 1980-11-17 03:00 | 0 | 0 | 0 | 10.6 | 0 | -9900
7685 | 1980-11-17 04:00 | 0 | 0 | 0 | 10.4 | 0 | -9900
7686 | 1980-11-17 05:00 | 0 | 0 | 0 | 10.2 | 0 | -9900
7687 | 1980-11-17 06:00 | 27 | 157 | 11 | 10 | 0 | -9900 | 0.92025 | 113.558 | 88.2102 | 0 |  | 27 | 5.7393 | 9.5821 | 0.010274 | 5.3164 | 8.9991 | 0.010274 | 1.9221 | 8.6094 | 0 | 10.3209 | 10.3093 | 2551.88 | 10.6207 | 1652.15 | 1710.78 | 1687.53 | 1687.53 | 1663.9 | 1663.82 | 1313.56 | 0 | 0 | 0.07006 | 0 | 1663.75 | 950 | 1580.42 | 1572.5134
7688 | 1980-11-17 07:00 | 187 | 645 | 52 | 13.5 | 0.7 | -9900 | 12.0572 | 122.384 | 77.3727 | 0 |  | 187 | 141.1 | 53.7763 | 0.071159 | 134.097 | 50.48 | 0.071159 | 110.469 | 48.2943 | 0 | 155.588 | 155.458 | 38481.3 | 22.5659 | 37163.8 | 37376 | 37087.2 | 37087.2 | 36568 | 36546.2 | 1482.13 | 0 | 0 | 30.2225 | 0 | 36515.9 | 950 | 35625.1 | 35446.9297
7689 | 1980-11-17 08:00 | 360 | 743 | 81 | 17.1 | 1.4 | -9900 | 22.0486 | 132.906 | 66.7139 | 0 |  | 360 | 293.473 | 84.4371 | 0.13699 | 264.398 | 79.1555 | 0.13699 | 244.556 | 75.7291 | 0 | 313.88 | 313.707 | 77654.6 | 34.8212 | 76901.9 | 73645.1 | 73360.1 | 73360.1 | 71956.3 | 71869.7 | 1451.31 | 0 | 0 | -97.3191 | 0 | 71967 | 949.999 | 70642.9 | 70289.6719
7690 | 1980-11-17 09:00 | 468 | 647 | 141 | 20.6 | 2.1 | -9900 | 30.28 | 145.774 | 57.7158 | 0 |  | 468 | 346.063 | 146.851 | 0.17809 | 263.882 | 137.545 | 0.17809 | 252.852 | 131.592 | 0 | 376.756 | 376.388 | 93182.9 | 41.1954 | 92711.2 | 85948.5 | 85579.3 | 85579.3 | 83284 | 83133.8 | 1404.28 | 0 | 0 | -198.739 | 0 | 83332.6 | 945.756 | 81880 | 81470.5547
7691 | 1980-11-17 10:00 | 562 | 765 | 112 | 21 | 4 | -9900 | 35.9168 | 161.313 | 51.2791 | 0 |  | 562 | 479.558 | 117.887 | 0.21386 | 400.511 | 110.368 | 0.21386 | 388.745 | 105.592 | 0 | 484.449 | 484.345 | 119894 | 45.3078 | 119867 | 109355 | 108875 | 108875 | 105847 | 105625 | 1411.38 | 0 | 0 | 156.814 | 0 | 105469 | 945.223 | 103675 | 103156.7188
7692 | 1980-11-17 11:00 | 646 | 927 | 73 | 21.3 | 5.8 | -9900 | 38.0923 | 178.866 | 48.441 | 0 |  | 646 | 615.964 | 76.9414 | 0.24582 | 569.781 | 71.9954 | 0.24582 | 555.378 | 68.8801 | 0 | 611.773 | 611.078 | 151271 | 49.5565 | 151696 | 136855 | 136061 | 136061 | 134155 | 133872 | 1450.6 | 0 | 0 | 322.147 | 0 | 133550 | 950 | 131312 | 130655.2734
7693 | 1980-11-17 12:00 | 617 | 903 | 80 | 21.7 | 7.7 | -9900 | 36.3787 | 196.551 | 49.8136 | 0 |  | 617 | 584.126 | 84.6108 | 0.23479 | 565.145 | 79.1444 | 0.23479 | 549.606 | 75.7201 | 0 | 612.82 | 612.117 | 151527 | 47.6604 | 151959 | 138880 | 138092 | 138092 | 136158 | 135891 | 1501.04 | 0 | 0 | 357.977 | 0 | 135533 | 950 | 133271 | 132604.8125
7694 | 1980-11-17 13:00 | 497 | 703 | 132 | 21.5 | 7 | -9900 | 31.1181 | 212.392 | 55.0787 | 0 |  | 497 | 404.209 | 140.985 | 0.18912 | 356.822 | 131.822 | 0.18912 | 343.529 | 126.119 | 0 | 460.255 | 459.787 | 113835 | 41.631 | 113685 | 106121 | 105165 | 105165 | 103693 | 103534 | 1505.2 | 0 | 0 | 224.331 | 0 | 103310 | 950 | 101620 | 101111.9453
7695 | 1980-11-17 14:00 | 363 | 604 | 124 | 21.3 | 6.4 | -9900 | 23.1526 | 225.573 | 63.2704 | 0 |  | 363 | 273.295 | 132.345 | 0.13813 | 216.141 | 123.689 | 0.13813 | 202.745 | 118.338 | 0 | 314.662 | 314.795 | 77943.9 | 35.4642 | 77190.4 | 73765.5 | 73267.8 | 73267.8 | 72178.5 | 72072.6 | 1404.2 | 0 | 0 | 15.5605 | 0 | 72057 | 950 | 70704.7 | 70351.1797
7696 | 1980-11-17 15:00 | 219 | 507 | 100 | 21.1 | 5.7 | -9900 | 13.3369 | 236.337 | 73.4089 | 0 |  | 219 | 147.217 | 107.01 | 0.083336 | 88.1237 | 99.9491 | 0.083336 | 76.2583 | 95.626 | 0 | 168.447 | 168.202 | 41643.4 | 28.9132 | 40369.2 | 39608.9 | 39397.1 | 39397.1 | 38845.5 | 38824.8 | 1565.57 | 0 | 0 | 33.4472 | 0 | 38791.3 | 950 | 37829.1 | 37640
7697 | 1980-11-17 16:00 | 37 | 50 | 32 | 20.7 | 5 | -9900 | 2.3129 | 245.32 | 84.7852 | 0 |  | 37 | 5.22 | 32.1908 | 0.01408 | 2.4921 | 30.0053 | 0.01408 | 1.1544 | 28.708 | 0 | 29.2651 | 29.2601 | 7244.15 | 22.1032 | 6051.17 | 6115.26 | 6083.54 | 6083.54 | 5998.37 | 5997.89 | 1531 | 0 | 0 | 0.72669 | 0 | 5997.16 | 950 | 5715.38 | 5686.8047
7698 | 1980-11-17 17:00 | 0 | 0 | 0 | 20.4 | 4.3 | -9900
7699 | 1980-11-17 18:00 | 0 | 0 | 0 | 20 | 3.6 | -9900
7700 | 1980-11-17 19:00 | 0 | 0 | 0 | 18.1 | 2.4 | -9900
7701 | 1980-11-17 20:00 | 0 | 0 | 0 | 16.3 | 1.2 | -9900
7702 | 1980-11-17 21:00 | 0 | 0 | 0 | 14.4 | 0 | -9900
7703 | 1980-11-17 22:00 | 0 | 0 | 0 | 13.5 | 0.5 | -9900
7704 | 1980-11-17 23:00 | 0 | 0 | 0 | 12.6 | 1 | -9900
7705 | 1980-11-18 | 0 | 0 | 0 | 11.7 | 1.5 | -9900
7706 | 1980-11-18 01:00 | 0 | 0 | 0 | 11.5 | 1 | -9900
7707 | 1980-11-18 02:00 | 0 | 0 | 0 | 11.3 | 0.5 | -9900
7708 | 1980-11-18 03:00 | 0 | 0 | 0 | 11.1 | 0 | -9900
7709 | 1980-11-18 04:00 | 0 | 0 | 0 | 10.7 | 0.5 | -9900
7710 | 1980-11-18 05:00 | 0 | 0 | 0 | 10.4 | 1 | -9900
7711 | 1980-11-18 06:00 | 26 | 159 | 9 | 10 | 1.5 | -9900 | 0.74209 | 113.724 | 88.304 | 0 |  | 26 | 5.7788 | 7.9899 | 0.0098938 | 5.3307 | 7.4984 | 0.0098938 | 1.8358 | 7.1738 | 0 | 8.8294 | 8.8252 | 2184.5 | 10.4963 | 1324.81 | 1365.39 | 1344.21 | 1344.21 | 1325.39 | 1325.33 | 1323.34 | 0 | 0 | 0.050871 | 0 | 1325.28 | 950 | 1258.55 | 1252.2621
7712 | 1980-11-18 07:00 | 184 | 659 | 48 | 13.3 | 1 | -9900 | 11.8629 | 122.534 | 77.5565 | 0 |  | 184 | 142.371 | 49.7178 | 0.070018 | 135.276 | 46.6499 | 0.070018 | 111.004 | 44.6302 | 0 | 152.522 | 152.372 | 37717.4 | 22.0655 | 36394.4 | 36669.1 | 36381.5 | 36381.5 | 35872.1 | 35850.6 | 1456.5 | 0 | 0 | 28.6603 | 0 | 35821.9 | 950 | 34942.5 | 34767.7539
7713 | 1980-11-18 08:00 | 361 | 832 | 51 | 16.7 | 0.5 | -9900 | 21.8358 | 133.033 | 66.918 | 0 |  | 361 | 326.376 | 53.3025 | 0.13737 | 293.728 | 49.9418 | 0.13737 | 271.389 | 47.7802 | 0 | 312.786 | 312.893 | 77451.9 | 35.114 | 76716.7 | 73275.2 | 72998.8 | 72998.8 | 70935.9 | 70851.5 | 1466.05 | 0 | 0 | -59.5885 | 0 | 70911.1 | 949.999 | 69604.2 | 69256.1719
7714 | 1980-11-18 09:00 | 495 | 876 | 55 | 20 | 0 | -9900 | 30.0494 | 145.861 | 57.9406 | 0 |  | 495 | 465.972 | 57.6964 | 0.18836 | 352.998 | 54.0287 | 0.18836 | 338.065 | 51.6905 | 0 | 381.96 | 381.949 | 94561.4 | 42.9952 | 94218.5 | 85704.3 | 85348.5 | 85348.5 | 81333.3 | 81178.4 | 1432.76 | 0 | 0 | -76.4714 | 72.4577 | 81182.4 | 946.339 | 79779.9 | 79380.9609
7715 | 1980-11-18 10:00 | 590 | 925 | 49 | 20.4 | 1.7 | -9900 | 35.6751 | 161.338 | 51.519 | 0 |  | 590 | 576.885 | 51.6466 | 0.22451 | 481.823 | 48.3444 | 0.22451 | 467.47 | 46.2524 | 0 | 503.448 | 503.743 | 124693 | 48.4704 | 124795 | 111618 | 111093 | 111093 | 105600 | 105377 | 1417.79 | 0 | 0 | -1445.93 | 203.102 | 106620 | 940.715 | 104809 | 104285.4453
7716 | 1980-11-18 11:00 | 630 | 949 | 46 | 20.7 | 3.5 | -9900 | 37.8544 | 178.808 | 48.6799 | 0 |  | 630 | 628.163 | 48.7033 | 0.23973 | 581.075 | 45.5731 | 0.23973 | 566.179 | 43.6012 | 0 | 597.585 | 596.519 | 147667 | 51.3264 | 148061 | 132399 | 131590 | 131590 | 129747 | 129485 | 1470.32 | 0 | 0 | 304.319 | 0 | 129181 | 950 | 127024 | 126389.0469
7717 | 1980-11-18 12:00 | 607 | 950 | 44 | 21.1 | 5.2 | -9900 | 36.1624 | 196.416 | 50.0305 | 0 |  | 607 | 612.803 | 46.8313 | 0.23098 | 592.893 | 43.8061 | 0.23098 | 576.384 | 41.9108 | 0 | 605.929 | 605.3 | 149840 | 49.864 | 150258 | 135986 | 135182 | 135182 | 133288 | 133032 | 1510.47 | 0 | 0 | 342.18 | 0 | 132690 | 950 | 130483 | 129830.25
7718 | 1980-11-18 13:00 | 514 | 916 | 40 | 20.7 | 5.5 | -9900 | 30.9342 | 212.209 | 55.2603 | 0 |  | 514 | 525.329 | 42.8768 | 0.19559 | 463.285 | 40.0921 | 0.19559 | 445.845 | 38.3576 | 0 | 474.518 | 474.281 | 117420 | 42.9324 | 117385 | 108557 | 107393 | 107393 | 105889 | 105707 | 1472.69 | 0 | 0 | 224.036 | 0 | 105483 | 950 | 103732 | 103213.375
7719 | 1980-11-18 14:00 | 370 | 836 | 40 | 20.4 | 5.9 | -9900 | 23.0024 | 225.367 | 63.4151 | 0 |  | 370 | 377.778 | 43.2661 | 0.1408 | 297.956 | 40.4375 | 0.1408 | 279.32 | 38.6882 | 0 | 311.648 | 311.235 | 77066.7 | 34.7263 | 76397.6 | 72832.3 | 72194.2 | 72194.2 | 68300 | 68195.7 | 1405.73 | 0 | 0 | -418.594 | 0 | 68614.3 | 946.426 | 67360.3 | 67023.4609
7720 | 1980-11-18 15:00 | 196 | 646 | 46 | 20 | 6.2 | -9900 | 13.2161 | 236.122 | 73.5216 | 0 |  | 196 | 185.998 | 50.9704 | 0.074584 | 111.336 | 47.5903 | 0.074584 | 96.2085 | 45.532 | 0 | 138.906 | 138.662 | 34330.6 | 26.2961 | 33066 | 32664.8 | 32430.6 | 32430.6 | 31976.6 | 31960.4 | 1536.36 | 0 | 0 | 24.3134 | 0 | 31936.1 | 950 | 31136.2 | 30980.5527
7721 | 1980-11-18 16:00 | 34 | 156 | 17 | 18.9 | 4.6 | -9900 | 2.2157 | 245.099 | 84.8722 | 0 |  | 34 | 17.4526 | 17.3557 | 0.012938 | 8.3147 | 16.1699 | 0.012938 | 3.8037 | 15.4709 | 0 | 18.8891 | 18.8799 | 4674.77 | 19.822 | 3614.83 | 3676.85 | 3645.29 | 3645.29 | 3594.26 | 3594.07 | 1490.12 | 0 | 0 | 0.26355 | 0 | 3593.81 | 950 | 3419.75 | 3402.6492
7722 | 1980-11-18 17:00 | 0 | 0 | 0 | 17.8 | 3.1 | -9900
7723 | 1980-11-18 18:00 | 0 | 0 | 0 | 16.7 | 1.5 | -9900
7724 | 1980-11-18 19:00 | 0 | 0 | 0 | 15.4 | 1.9 | -9900
7725 | 1980-11-18 20:00 | 0 | 0 | 0 | 14.1 | 2.2 | -9900
7726 | 1980-11-18 21:00 | 0 | 0 | 0 | 12.8 | 2.6 | -9900
7727 | 1980-11-18 22:00 | 0 | 0 | 0 | 12.4 | 2.2 | -9900
7728 | 1980-11-18 23:00 | 0 | 0 | 0 | 12.1 | 1.9 | -9900
7729 | 1980-11-19 | 0 | 0 | 0 | 11.7 | 1.5 | -9900
7730 | 1980-11-19 01:00 | 0 | 0 | 0 | 10.8 | 1 | -9900
7731 | 1980-11-19 02:00 | 0 | 0 | 0 | 9.8 | 0.5 | -9900
7732 | 1980-11-19 03:00 | 0 | 0 | 0 | 8.9 | 0 | -9900
7733 | 1980-11-19 04:00 | 0 | 0 | 0 | 8.7 | 0 | -9900
7734 | 1980-11-19 05:00 | 0 | 0 | 0 | 8.5 | 0 | -9900
7735 | 1980-11-19 06:00 | 25 | 171 | 7 | 8.3 | 0 | -9900 | 0.56475 | 113.883 | 88.3864 | 0 |  | 25 | 5.8217 | 6.0709 | 0.0095133 | 5.3535 | 5.7002 | 0.0095133 | 1.752 | 5.4533 | 0 | 7.0612 | 7.044 | 1743.54 | 8.7241 | 948.98 | 974.635 | 958.568 | 958.568 | 944.88 | 944.841 | 1297.72 | 0 | 0 | 0.030811 | 0 | 944.81 | 943.621 | 897.247 | 892.7607
7736 | 1980-11-19 07:00 | 179 | 659 | 45 | 12.2 | 0.9 | -9900 | 11.67 | 122.676 | 77.7393 | 0 |  | 179 | 140.501 | 46.6959 | 0.068115 | 133.446 | 43.822 | 0.068115 | 109.064 | 41.9246 | 0 | 147.969 | 147.856 | 36599.1 | 20.7445 | 35268.4 | 35700.6 | 35420.2 | 35420.2 | 34924.3 | 34903.9 | 1459.54 | 0 | 0 | 27.2579 | 0 | 34876.6 | 950 | 34013.2 | 33843.1406
7737 | 1980-11-19 08:00 | 353 | 813 | 53 | 16.1 | 1.7 | -9900 | 21.6253 | 133.152 | 67.1202 | 0 |  | 353 | 316.131 | 55.3774 | 0.13433 | 284.273 | 51.8862 | 0.13433 | 262.362 | 49.6404 | 0 | 305.762 | 305.5 | 75622.5 | 33.1236 | 74854.4 | 72107.6 | 71832.6 | 71832.6 | 69897.3 | 69814.4 | 1451.59 | 0 | 0 | -35.2852 | 0 | 69849.6 | 949.999 | 68548.5 | 68205.7969
7738 | 1980-11-19 09:00 | 493 | 882 | 54 | 20 | 2.6 | -9900 | 29.8222 | 145.942 | 58.1625 | 0 |  | 493 | 465.229 | 56.671 | 0.1876 | 351.564 | 53.0688 | 0.1876 | 336.503 | 50.7721 | 0 | 379.529 | 379.399 | 93928.5 | 40.2933 | 93578.2 | 86287.9 | 85770.6 | 85770.6 | 82032.6 | 81877.4 | 1423.76 | 0 | 0 | -61.3593 | 74.6103 | 81864.2 | 946.406 | 80446.2 | 80043.9453
7739 | 1980-11-19 10:00 | 586 | 919 | 52 | 20.9 | 2.4 | -9900 | 35.4381 | 161.356 | 51.7544 | 0 |  | 586 | 569.761 | 54.7939 | 0.22299 | 473.574 | 51.2906 | 0.22299 | 459.28 | 49.0711 | 0 | 498.185 | 497.365 | 123119 | 47.7462 | 123194 | 110593 | 110393 | 110393 | 104159 | 103938 | 1413.3 | 0 | 0 | -2233.64 | 123.91 | 106047 | 940.345 | 104252 | 103731.1719
7740 | 1980-11-19 11:00 | 626 | 937 | 52 | 21.9 | 2.3 | -9900 | 37.6223 | 178.746 | 48.9132 | 0 |  | 626 | 617.767 | 55.0156 | 0.23821 | 570.61 | 51.4799 | 0.23821 | 555.784 | 49.2523 | 0 | 592.936 | 591.706 | 146478 | 53.9841 | 146854 | 129779 | 128828 | 128828 | 127025 | 126768 | 1454.22 | 0 | 0 | 289.282 | 0 | 126479 | 950 | 124376 | 123753.9688
7741 | 1980-11-19 12:00 | 600 | 937 | 48 | 22.8 | 2.1 | -9900 | 35.9524 | 196.28 | 50.2413 | 0 |  | 600 | 601.208 | 51.066 | 0.22832 | 581.678 | 47.7674 | 0.22832 | 565.282 | 45.7006 | 0 | 598.763 | 598.212 | 148085 | 55.5334 | 148477 | 131127 | 130366 | 130366 | 128541 | 128303 | 1516.04 | 0 | 0 | 319.295 | 0 | 127984 | 950 | 125865 | 125235.2891
7742 | 1980-11-19 13:00 | 515 | 915 | 45 | 21.5 | 3.6 | -9900 | 30.7567 | 212.027 | 55.4356 | 0 |  | 515 | 521.294 | 48.2002 | 0.19597 | 459.518 | 45.0699 | 0.19597 | 442.044 | 43.12 | 0 | 475.461 | 474.725 | 117529 | 45.7626 | 117490 | 107319 | 106199 | 106199 | 104712 | 104532 | 1457.02 | 0 | 0 | 218.107 | 0 | 104314 | 950 | 102582 | 102069.0312
7743 | 1980-11-19 14:00 | 370 | 833 | 44 | 20.2 | 5.2 | -9900 | 22.8584 | 225.163 | 63.5536 | 0 |  | 370 | 373.609 | 47.554 | 0.1408 | 294.321 | 44.4454 | 0.1408 | 275.751 | 42.5227 | 0 | 311.908 | 311.922 | 77236 | 35.0226 | 76562.7 | 72888 | 72261.1 | 72261.1 | 68521.5 | 68418.9 | 1426.13 | 0 | 0 | -462.592 | 0 | 68881.5 | 946.488 | 67623.2 | 67285.0703
7744 | 1980-11-19 15:00 | 169 | 494 | 55 | 18.9 | 6.7 | -9900 | 13.1013 | 235.91 | 73.6284 | 0 |  | 169 | 141.677 | 60.9315 | 0.06431 | 84.8063 | 56.8863 | 0.06431 | 73.1834 | 54.426 | 0 | 125.057 | 124.83 | 30905.9 | 24.4406 | 29575.7 | 29497.7 | 29310.7 | 29310.7 | 28900.4 | 28888.1 | 1557.14 | 0 | 0 | 19.2137 | 0 | 28868.9 | 950 | 28116.8 | 27976.2324
7745 | 1980-11-19 16:00 | 17 | 0 | 17 | 18.3 | 5 | -9900 | 2.1243 | 244.881 | 84.9536 | 0 |  | 17 | 0 | 16.86 | 0.006469 | 0 | 15.7593 | 0.006469 | 0 | 15.0776 | 0 | 14.776 | 14.7719 | 3657.02 | 19.0084 | 2652.11 | 2702.86 | 2685.39 | 2685.39 | 2647.79 | 2647.69 | 1426.11 | 0 | 0 | 0.13637 | 0 | 2647.55 | 950 | 2516.17 | 2503.5842
7746 | 1980-11-19 17:00 | 0 | 0 | 0 | 17.8 | 3.2 | -9900
7747 | 1980-11-19 18:00 | 0 | 0 | 0 | 17.2 | 1.5 | -9900
7748 | 1980-11-19 19:00 | 0 | 0 | 0 | 16.1 | 1 | -9900
7749 | 1980-11-19 20:00 | 0 | 0 | 0 | 15 | 0.5 | -9900
7750 | 1980-11-19 21:00 | 0 | 0 | 0 | 13.9 | 0 | -9900
7751 | 1980-11-19 22:00 | 0 | 0 | 0 | 13.2 | 0 | -9900
7752 | 1980-11-19 23:00 | 0 | 0 | 0 | 12.4 | 0 | -9900
7753 | 1980-11-20 | 0 | 0 | 0 | 11.7 | 0 | -9900
7754 | 1980-11-20 01:00 | 0 | 0 | 0 | 11.1 | 1.2 | -9900
7755 | 1980-11-20 02:00 | 0 | 0 | 0 | 10.6 | 2.4 | -9900
7756 | 1980-11-20 03:00 | 0 | 0 | 0 | 10 | 3.6 | -9900
7757 | 1980-11-20 04:00 | 0 | 0 | 0 | 9.6 | 2.9 | -9900
7758 | 1980-11-20 05:00 | 0 | 0 | 0 | 9.3 | 2.2 | -9900
7759 | 1980-11-20 06:00 | 22 | 135 | 8 | 8.9 | 1.5 | -9900 | 0.38831 | 114.036 | 88.4686 | 0 |  | 22 | 4.2976 | 7.0767 | 0.0083717 | 3.9421 | 6.6385 | 0.0083717 | 1.2276 | 6.3511 | 0 | 7.4271 | 7.4186 | 1836.35 | 9.3172 | 1014.67 | 1039.68 | 1026.25 | 1026.25 | 1011.88 | 1011.85 | 1335.78 | 0 | 0 | 0.028817 | 0 | 1011.82 | 950 | 960.523 | 955.7205
7760 | 1980-11-20 07:00 | 173 | 625 | 48 | 12.8 | 2 | -9900 | 11.4786 | 122.812 | 77.9211 | 0 |  | 173 | 131.274 | 49.7216 | 0.065832 | 124.497 | 46.6533 | 0.065832 | 101.336 | 44.6335 | 0 | 143.05 | 143.003 | 35398.4 | 20.6606 | 34055.8 | 34496.1 | 34207.4 | 34207.4 | 33728.5 | 33709.4 | 1455 | 0 | 0 | 25.6322 | 0 | 33683.8 | 950 | 32839.7 | 32675.5
7761 | 1980-11-20 08:00 | 349 | 806 | 54 | 16.7 | 2.6 | -9900 | 21.4172 | 133.264 | 67.3205 | 0 |  | 349 | 311.138 | 56.4201 | 0.13281 | 279.487 | 52.8636 | 0.13281 | 257.658 | 50.5755 | 0 | 302.069 | 302.135 | 74789.6 | 32.8606 | 74007.9 | 71373.6 | 71095.3 | 71095.3 | 69213.2 | 69131.9 | 1452.97 | 0 | 0 | -38.3938 | 0 | 69170.3 | 949.999 | 67874.6 | 67535.2656
7762 | 1980-11-20 09:00 | 491 | 890 | 51 | 20.6 | 3.1 | -9900 | 29.5985 | 146.016 | 58.3812 | 0 |  | 491 | 466.6 | 53.5653 | 0.18684 | 352.141 | 50.161 | 0.18684 | 336.862 | 47.9902 | 0 | 377.155 | 377.607 | 93484.6 | 40.3431 | 93134.8 | 85878.6 | 85317.1 | 85317.1 | 81622.6 | 81489.4 | 1471.36 | 0 | 0 | -35.7363 | 67.6136 | 81457.5 | 946.655 | 80049.1 | 79648.8594
7763 | 1980-11-20 10:00 | 593 | 946 | 46 | 20.8 | 4.1 | -9900 | 35.2059 | 161.369 | 51.9853 | 0 |  | 593 | 583.973 | 48.5308 | 0.22565 | 485.417 | 45.4284 | 0.22565 | 470.568 | 43.4625 | 0 | 503.75 | 503.611 | 124664 | 45.9599 | 124770 | 112949 | 112742 | 112742 | 106055 | 105827 | 1422.4 | 0 | 0 | -2458.97 | 281.742 | 108004 | 940.99 | 106163 | 105631.8438
7764 | 1980-11-20 11:00 | 623 | 941 | 50 | 20.9 | 5.2 | -9900 | 37.3959 | 178.68 | 49.1409 | 0 |  | 623 | 617.043 | 52.9282 | 0.23707 | 569.952 | 49.5269 | 0.23707 | 554.945 | 47.3838 | 0 | 590.282 | 589.589 | 145955 | 48.9174 | 146325 | 132284 | 131311 | 131311 | 129463 | 129196 | 1449.52 | 0 | 0 | 289.555 | 0 | 128907 | 950 | 126758 | 126123.8203
7765 | 1980-11-20 12:00 | 594 | 922 | 53 | 21.1 | 6.2 | -9900 | 35.7487 | 196.143 | 50.4458 | 0 |  | 594 | 589.59 | 56.3496 | 0.22604 | 569.608 | 52.7099 | 0.22604 | 553.36 | 50.4293 | 0 | 591.713 | 590.998 | 146298 | 47.9352 | 146666 | 133826 | 132848 | 132848 | 130988 | 130742 | 1510.43 | 0 | 0 | 328.178 | 0 | 130414 | 950 | 128250 | 127608.7422
7766 | 1980-11-20 13:00 | 497 | 863 | 56 | 20.7 | 6 | -9900 | 30.5855 | 211.845 | 55.6046 | 0 |  | 497 | 489.493 | 59.8626 | 0.18912 | 431.408 | 55.9752 | 0.18912 | 414.843 | 53.5535 | 0 | 459.028 | 458.706 | 113563 | 41.7186 | 113448 | 105549 | 104487 | 104487 | 103024 | 102856 | 1477.84 | 0 | 0 | 217.172 | 0 | 102639 | 950 | 100934 | 100429.6172
7767 | 1980-11-20 14:00 | 359 | 767 | 60 | 20.4 | 5.9 | -9900 | 22.7206 | 224.962 | 63.6861 | 0 |  | 359 | 343.031 | 65.5599 | 0.13661 | 269.745 | 61.2634 | 0.13661 | 252.582 | 58.6133 | 0 | 304.972 | 305.184 | 75566.2 | 34.4478 | 74835 | 71526.6 | 70972.8 | 70972.8 | 68083.4 | 67983.8 | 1408.53 | 0 | 0 | -555.179 | 0 | 68539 | 947.254 | 67257.4 | 66921.0938
7768 | 1980-11-20 15:00 | 176 | 533 | 54 | 20 | 5.7 | -9900 | 12.9925 | 235.701 | 73.7293 | 0 |  | 176 | 151.95 | 59.9051 | 0.066973 | 90.9574 | 55.9275 | 0.066973 | 78.3892 | 53.5087 | 0 | 129.26 | 129.057 | 31952.4 | 25.9949 | 30636.1 | 30353.9 | 30157.9 | 30157.9 | 29735.7 | 29722.4 | 1544.1 | 0 | 0 | 20.2684 | 0 | 29702.1 | 950 | 28940.6 | 28795.8945
7769 | 1980-11-20 16:00 | 16 | 27 | 13 | 18.9 | 3.8 | -9900 | 2.0389 | 244.666 | 85.0293 | 0 |  | 16 | 2.9858 | 13.0379 | 0.0060885 | 1.4186 | 12.1624 | 0.0060885 | 0.63385 | 11.6364 | 0 | 12.0249 | 12.0138 | 2974.34 | 19.5084 | 2023.7 | 2055.9 | 2043.65 | 2043.65 | 2015.04 | 2014.98 | 1477.65 | 0 | 0 | 0.077537 | 0 | 2014.91 | 950 | 1914 | 1904.4297
7770 | 1980-11-20 17:00 | 0 | 0 | 0 | 17.8 | 1.9 | -9900
7771 | 1980-11-20 18:00 | 0 | 0 | 0 | 16.7 | 0 | -9900
7772 | 1980-11-20 19:00 | 0 | 0 | 0 | 15.8 | 0 | -9900
7773 | 1980-11-20 20:00 | 0 | 0 | 0 | 14.8 | 0 | -9900
7774 | 1980-11-20 21:00 | 0 | 0 | 0 | 13.9 | 0 | -9900
7775 | 1980-11-20 22:00 | 0 | 0 | 0 | 13.7 | 0.9 | -9900
7776 | 1980-11-20 23:00 | 0 | 0 | 0 | 13.5 | 1.7 | -9900
7777 | 1980-11-21 | 0 | 0 | 0 | 13.3 | 2.6 | -9900
7778 | 1980-11-21 01:00 | 0 | 0 | 0 | 12.4 | 1.7 | -9900
7779 | 1980-11-21 02:00 | 0 | 0 | 0 | 11.5 | 0.9 | -9900
7780 | 1980-11-21 03:00 | 0 | 0 | 0 | 10.6 | 0 | -9900
7781 | 1980-11-21 04:00 | 0 | 0 | 0 | 9.8 | 0 | -9900
7782 | 1980-11-21 05:00 | 0 | 0 | 0 | 9.1 | 0 | -9900
7783 | 1980-11-21 06:00 | 22 | 142 | 7 | 8.3 | 0 | -9900 | 0.21287 | 114.182 | 88.5505 | 0 |  | 22 | 4.3585 | 6.0876 | 0.0083717 | 3.9842 | 5.7115 | 0.0083717 | 1.1711 | 5.4642 | 0 | 6.5026 | 6.5064 | 1610.57 | 8.6917 | 826.309 | 843.606 | 832.286 | 832.286 | 820.634 | 820.608 | 1319.5 | 0 | 0 | 0.020932 | 0 | 820.588 | 950 | 778.873 | 774.9786
7784 | 1980-11-21 07:00 | 171 | 632 | 47 | 12.4 | 0 | -9900 | 11.2888 | 122.941 | 78.1017 | 0 |  | 171 | 130.434 | 48.7166 | 0.065071 | 123.7 | 45.7129 | 0.065071 | 100.259 | 43.7337 | 0 | 141.113 | 141.048 | 34914.6 | 20.8918 | 33569.2 | 33961.8 | 33682.8 | 33682.8 | 33211.3 | 33192.6 | 1458.95 | 0 | 0 | 24.8821 | 0 | 33167.8 | 950 | 32331.2 | 32169.5059
7785 | 1980-11-21 08:00 | 346 | 799 | 56 | 16.5 | 0 | -9900 | 21.2116 | 133.37 | 67.5187 | 0 |  | 346 | 306.133 | 58.8091 | 0.13166 | 274.766 | 55.1347 | 0.13166 | 253.02 | 52.7481 | 0 | 299.652 | 299.475 | 74129.9 | 34.5299 | 73336 | 70213.5 | 69946.6 | 69946.6 | 68194.8 | 68117 | 1459.2 | 0 | 0 | -23.546 | 0 | 68140.6 | 949.999 | 66850 | 66515.7266
7786 | 1980-11-21 09:00 | 483 | 865 | 58 | 20.6 | 0 | -9900 | 29.3785 | 146.083 | 58.5967 | 0 |  | 483 | 450.99 | 60.848 | 0.1838 | 338.223 | 56.9808 | 0.1838 | 323.377 | 54.5148 | 0 | 370.334 | 369.859 | 91571.7 | 42.8674 | 91177.3 | 82982.7 | 82461.1 | 82461.1 | 79378 | 79239.4 | 1439.04 | 0 | 0 | -68.5704 | 8.3554 | 79299.7 | 946.204 | 77928.6 | 77538.9297
7787 | 1980-11-21 10:00 | 579 | 903 | 60 | 21.3 | 1.7 | -9900 | 34.9785 | 161.376 | 52.2117 | 0 |  | 579 | 554.399 | 63.166 | 0.22033 | 460.862 | 59.1277 | 0.22033 | 446.577 | 56.569 | 0 | 493.083 | 492.489 | 121911 | 48.7433 | 121959 | 109021 | 108817 | 108817 | 103139 | 102927 | 1428.04 | 0 | 0 | -1885.49 | 0 | 104813 | 940.072 | 103046 | 102531.0781
7788 | 1980-11-21 11:00 | 610 | 919 | 53 | 22.1 | 3.5 | -9900 | 37.1755 | 178.611 | 49.3627 | 0 |  | 610 | 600.148 | 56.0885 | 0.23212 | 554.356 | 52.4843 | 0.23212 | 539.569 | 50.2133 | 0 | 577.987 | 577.591 | 142984 | 51.7546 | 143314 | 127962 | 127026 | 127026 | 125244 | 124993 | 1444.79 | 0 | 0 | 274.528 | 0 | 124718 | 950 | 122645 | 122032.0234
7789 | 1980-11-21 12:00 | 585 | 899 | 60 | 22.8 | 5.2 | -9900 | 35.5514 | 196.005 | 50.6439 | 0 |  | 585 | 572.496 | 63.7285 | 0.22261 | 553.096 | 59.6124 | 0.22261 | 537.137 | 57.0331 | 0 | 582.286 | 581.409 | 143925 | 50.4287 | 144257 | 130260 | 129318 | 129318 | 127508 | 127276 | 1509.44 | 0 | 0 | 311.834 | 0 | 126964 | 950 | 124864 | 124239.875
7790 | 1980-11-21 13:00 | 450 | 693 | 97 | 22.4 | 4.7 | -9900 | 30.4209 | 211.664 | 55.7672 | 0 |  | 450 | 392.099 | 104.645 | 0.17124 | 345.599 | 97.8435 | 0.17124 | 332.204 | 93.6105 | 0 | 417.298 | 416.93 | 103218 | 42.6685 | 102899 | 95554.8 | 94694.7 | 94694.7 | 93369 | 93233.6 | 1485.65 | 0 | 0 | 177.254 | 0 | 93056.3 | 950 | 91518.6 | 91061.0547
7791 | 1980-11-21 14:00 | 350 | 647 | 99 | 22.1 | 4.1 | -9900 | 22.5891 | 224.762 | 63.8123 | 0 |  | 350 | 288.26 | 106.842 | 0.13319 | 226.835 | 99.8469 | 0.13319 | 212.29 | 95.5277 | 0 | 301.661 | 301.575 | 74671.3 | 37.1664 | 73879.2 | 70017.8 | 69523 | 69523 | 68207.7 | 68110.4 | 1389.02 | 0 | 0 | -167.87 | 0 | 68278.2 | 950 | 66961.8 | 66626.9453
7792 | 1980-11-21 15:00 | 193 | 578 | 62 | 21.7 | 3.6 | -9900 | 12.8899 | 235.494 | 73.8242 | 0 |  | 193 | 163.504 | 68.2086 | 0.073442 | 97.8766 | 63.6886 | 0.073442 | 84.2479 | 60.9341 | 0 | 142.278 | 142.076 | 35175.8 | 28.9613 | 33879.5 | 33156.7 | 32953.3 | 32953.3 | 32492 | 32476.2 | 1538.25 | 0 | 0 | 23.997 | 0 | 32452.2 | 950 | 31627.5 | 31469.3789
7793 | 1980-11-21 16:00 | 20 | 21 | 18 | 20.6 | 3.4 | -9900 | 1.9594 | 244.454 | 85.0992 | 0 |  | 20 | 1.9626 | 17.9292 | 0.0076106 | 0.92825 | 16.735 | 0.0076106 | 0.41129 | 16.0112 | 0 | 16.0941 | 16.0849 | 3982.14 | 21.4296 | 2954.99 | 2989.79 | 2966.76 | 2966.76 | 2925.22 | 2925.09 | 1404.01 | 0 | 0 | 0.15881 | 0 | 2924.93 | 950 | 2780.44 | 2766.5361
7794 | 1980-11-21 17:00 | 0 | 0 | 0 | 19.4 | 3.3 | -9900
7795 | 1980-11-21 18:00 | 0 | 0 | 0 | 18.3 | 3.1 | -9900
7796 | 1980-11-21 19:00 | 0 | 0 | 0 | 17.6 | 2.1 | -9900
7797 | 1980-11-21 20:00 | 0 | 0 | 0 | 16.8 | 1 | -9900
7798 | 1980-11-21 21:00 | 0 | 0 | 0 | 16.1 | 0 | -9900
7799 | 1980-11-21 22:00 | 0 | 0 | 0 | 15.5 | 0 | -9900
7800 | 1980-11-21 23:00 | 0 | 0 | 0 | 15 | 0 | -9900
7801 | 1980-11-22 | 0 | 0 | 0 | 14.4 | 0 | -9900
7802 | 1980-11-22 01:00 | 0 | 0 | 0 | 14.6 | 0 | -9900
7803 | 1980-11-22 02:00 | 0 | 0 | 0 | 14.8 | 0 | -9900
7804 | 1980-11-22 03:00 | 0 | 0 | 0 | 15 | 0 | -9900
7805 | 1980-11-22 04:00 | 0 | 0 | 0 | 14.6 | 0 | -9900
7806 | 1980-11-22 05:00 | 0 | 0 | 0 | 14.3 | 0 | -9900
7807 | 1980-11-22 06:00 | 14 | 0 | 14 | 13.9 | 0 | -9900 | 0.038525 | 114.321 | 88.6321 | 0 |  | 14 | 0 | 12.6968 | 0.0053274 | 0 | 11.8932 | 0.0053274 | 0 | 11.3785 | 0 | 11.1509 | 11.1474 | 2759.65 | 14.5711 | 1827.22 | 1878.74 | 1867.84 | 1867.84 | 1841.69 | 1841.65 | 1513.17 | 0 | 0 | 0.073057 | 0 | 1841.57 | 950 | 1749.07 | 1740.324
7808 | 1980-11-22 07:00 | 134 | 188 | 98 | 15.2 | 1 | -9900 | 11.1008 | 123.063 | 78.281 | 0 |  | 134 | 37.9289 | 99.36 | 0.050991 | 35.9506 | 93.1693 | 0.050991 | 29.0119 | 89.136 | 0 | 115.785 | 115.733 | 28650.2 | 21.8578 | 27236.7 | 27532 | 27413.6 | 27413.6 | 27029.8 | 27019.4 | 1525.99 | 0 | 0 | 16.1273 | 0 | 27003.2 | 950 | 26192.3 | 26061.375
7809 | 1980-11-22 08:00 | 286 | 411 | 138 | 16.5 | 2.1 | -9900 | 21.0087 | 133.468 | 67.7148 | 0 |  | 286 | 156.369 | 141.622 | 0.10883 | 140.232 | 132.694 | 0.10883 | 128.987 | 126.951 | 0 | 250.819 | 250.794 | 62083.3 | 30.2231 | 61052 | 59688.5 | 59492.8 | 59492.8 | 58659.9 | 58607.4 | 1485 | 0 | 0 | 72.7817 | 0 | 58534.6 | 949.999 | 57306.6 | 57020.0781
7810 | 1980-11-22 09:00 | 301 | 113 | 246 | 17.8 | 3.1 | -9900 | 29.1623 | 146.143 | 58.8088 | 0 |  | 301 | 58.4011 | 251.064 | 0.11454 | 43.7282 | 234.884 | 0.11454 | 41.7851 | 224.721 | 0 | 261.176 | 261.116 | 64643.9 | 31.4524 | 63635.4 | 62026.1 | 61860 | 61860 | 60994 | 60939.9 | 1506.83 | 0 | 0 | 75.5815 | 0 | 60864.3 | 950 | 59617.1 | 59319.0625
7811 | 1980-11-22 10:00 | 529 | 566 | 206 | 18.2 | 3.1 | -9900 | 34.7562 | 161.377 | 52.4333 | 0 |  | 529 | 345.224 | 213.718 | 0.2013 | 286.996 | 200.063 | 0.2013 | 277.986 | 191.406 | 0 | 460.004 | 459.59 | 113772 | 42.2295 | 113613 | 105473 | 105249 | 105249 | 103456 | 103259 | 1414.53 | 0 | 0 | -98.8739 | 0 | 103358 | 950 | 101599 | 101090.6562
7812 | 1980-11-22 11:00 | 538 | 571 | 194 | 18.5 | 3.1 | -9900 | 36.9611 | 178.538 | 49.5787 | 0 |  | 538 | 370.85 | 202.624 | 0.20472 | 342.559 | 189.611 | 0.20472 | 333.307 | 181.406 | 0 | 504.419 | 504.034 | 124778 | 44.8533 | 124799 | 115128 | 114472 | 114472 | 112869 | 112681 | 1482.59 | 0 | 0 | 243.849 | 0 | 112437 | 950 | 110580 | 110026.6094
7813 | 1980-11-22 12:00 | 442 | 270 | 285 | 18.9 | 3.1 | -9900 | 35.3605 | 195.866 | 50.8356 | 0 |  | 442 | 171.303 | 294.846 | 0.16819 | 165.5 | 275.797 | 0.16819 | 160.671 | 263.864 | 0 | 416.044 | 415.727 | 102916 | 40.6362 | 102552 | 96550.9 | 96147.4 | 96147.4 | 94801.4 | 94683.7 | 1554.59 | 0 | 0 | 188.825 | 0 | 94494.9 | 949.999 | 92938.4 | 92473.6641
7814 | 1980-11-22 13:00 | 446 | 586 | 149 | 18.5 | 2.9 | -9900 | 30.2627 | 211.484 | 55.9234 | 0 |  | 446 | 330.128 | 158.455 | 0.16972 | 290.367 | 148.162 | 0.16972 | 279.01 | 141.752 | 0 | 412.347 | 411.826 | 101953 | 40.2291 | 101594 | 95380.9 | 94737 | 94737 | 93410.7 | 93284.4 | 1509.44 | 0 | 0 | 181.539 | 0 | 93102.9 | 950 | 91577.1 | 91119.2109
7815 | 1980-11-22 14:00 | 368 | 756 | 77 | 18.2 | 2.8 | -9900 | 22.464 | 224.564 | 63.9323 | 0 |  | 368 | 334.532 | 83.3486 | 0.14003 | 263.431 | 77.8936 | 0.14003 | 246.415 | 74.5241 | 0 | 314.52 | 314.64 | 77907.4 | 34.877 | 77194.5 | 73624.8 | 73020.3 | 73020.3 | 70686.6 | 70581.4 | 1414.03 | 0 | 0 | -414.04 | 0 | 70995.4 | 948.163 | 69681.3 | 69332.875
7816 | 1980-11-22 15:00 | 188 | 586 | 56 | 17.8 | 2.6 | -9900 | 12.7934 | 235.289 | 73.9132 | 0 |  | 188 | 165.086 | 62.025 | 0.07154 | 98.8287 | 57.9094 | 0.07154 | 84.9678 | 55.4049 | 0 | 137.565 | 137.277 | 33987.4 | 25.1426 | 32689.9 | 32445.6 | 32233.1 | 32233.1 | 31781.9 | 31766.6 | 1541.73 | 0 | 0 | 23.2713 | 0 | 31743.3 | 950 | 30937.4 | 30782.666
7817 | 1980-11-22 16:00 | 30 | 125 | 17 | 17.4 | 2.2 | -9900 | 1.8858 | 244.246 | 85.1633 | 0 |  | 30 | 12.5906 | 17.1246 | 0.011416 | 5.9405 | 15.9626 | 0.011416 | 2.6079 | 15.2725 | 0 | 17.5228 | 17.5025 | 4333.49 | 18.3534 | 3289.68 | 3362.22 | 3335.5 | 3335.5 | 3288.8 | 3288.65 | 1539.69 | 0 | 0 | 0.22466 | 0 | 3288.43 | 950 | 3127.73 | 3112.0945
7818 | 1980-11-22 17:00 | 0 | 0 | 0 | 17.1 | 1.9 | -9900
7819 | 1980-11-22 18:00 | 0 | 0 | 0 | 16.7 | 1.5 | -9900
7820 | 1980-11-22 19:00 | 0 | 0 | 0 | 15.8 | 1 | -9900
7821 | 1980-11-22 20:00 | 0 | 0 | 0 | 14.8 | 0.5 | -9900
7822 | 1980-11-22 21:00 | 0 | 0 | 0 | 13.9 | 0 | -9900
7823 | 1980-11-22 22:00 | 0 | 0 | 0 | 13.5 | 0 | -9900
7824 | 1980-11-22 23:00 | 0 | 0 | 0 | 13.2 | 0 | -9900
7825 | 1980-11-23 | 0 | 0 | 0 | 12.8 | 0 | -9900
7826 | 1980-11-23 01:00 | 0 | 0 | 0 | 12.2 | 0 | -9900
7827 | 1980-11-23 02:00 | 0 | 0 | 0 | 11.7 | 0 | -9900
7828 | 1980-11-23 03:00 | 0 | 0 | 0 | 11.1 | 0 | -9900
7829 | 1980-11-23 04:00 | 0 | 0 | 0 | 10.7 | 0 | -9900
7830 | 1980-11-23 05:00 | 0 | 0 | 0 | 10.4 | 0 | -9900
7831 | 1980-11-23 06:00 | 16 | 54 | 10 | 10 | 0 | -9900 | -0.13463 | 114.454 | 88.7133 | 0 |  | 16 | 1.5477 | 8.6225 | 0.0060885 | 0 | 8.0847 | 0 | 0 | 7.7347 | 0 | 7.58 | 7.5784 | 1876.12 | 10.4563 | 1037.07 | 1060.42 | 1050.99 | 1050.99 | 1036.28 | 1036.26 | 1452.25 | 0 | 0 | 0.02227 | 0 | 1036.24 | 950 | 983.549 | 978.6314
7832 | 1980-11-23 07:00 | 147 | 447 | 62 | 12 | 0.5 | -9900 | 10.9147 | 123.179 | 78.4589 | 0 |  | 147 | 89.6991 | 63.8474 | 0.055938 | 85.0388 | 59.9071 | 0.055938 | 68.3161 | 57.3134 | 0 | 123.117 | 122.901 | 30422.7 | 19.2328 | 29034.7 | 29592.9 | 29384.2 | 29384.2 | 28972.8 | 28959.2 | 1475.43 | 0 | 0 | 18.7743 | 0 | 28940.4 | 950 | 28139.5 | 27998.7793
7833 | 1980-11-23 08:00 | 320 | 657 | 86 | 14.1 | 1 | -9900 | 20.8085 | 133.56 | 67.9085 | 0 |  | 320 | 247.444 | 89.6042 | 0.12177 | 221.935 | 83.9971 | 0.12177 | 203.901 | 80.3612 | 0 | 278.577 | 278.345 | 68900.9 | 30.1124 | 68000.5 | 66346.7 | 66095.6 | 66095.6 | 65084.3 | 65013.7 | 1443.43 | 0 | 0 | 5.2491 | 0 | 65008.5 | 949.999 | 63732.2 | 63413.5469
7834 | 1980-11-23 09:00 | 445 | 699 | 106 | 16.1 | 1.5 | -9900 | 28.9499 | 146.197 | 59.0174 | 0 |  | 445 | 360.191 | 111.248 | 0.16934 | 269.185 | 104.22 | 0.16934 | 257.078 | 99.7093 | 0 | 349.652 | 349.589 | 86552.9 | 35.7585 | 86002 | 81223.4 | 80960 | 80960 | 78859.7 | 78743.6 | 1458.55 | 0 | 0 | -181.683 | 0 | 78925.3 | 946.641 | 77536.9 | 77149.1641
7835 | 1980-11-23 10:00 | 539 | 771 | 101 | 17 | 2.4 | -9900 | 34.539 | 161.373 | 52.65 | 0 |  | 539 | 468.393 | 106.665 | 0.20511 | 387.505 | 99.8674 | 0.20511 | 375.192 | 95.5456 | 0 | 461.323 | 461.205 | 114170 | 41.8944 | 114061 | 105352 | 104742 | 104742 | 100489 | 100285 | 1410.8 | 0 | 0 | -693.149 | 0 | 100978 | 944.073 | 99261.3 | 98764.9922
7836 | 1980-11-23 11:00 | 576 | 808 | 91 | 18 | 3.2 | -9900 | 36.7527 | 178.462 | 49.7887 | 0 |  | 576 | 523.132 | 96.9755 | 0.21918 | 483.233 | 90.7589 | 0.21918 | 470.021 | 86.8316 | 0 | 545.715 | 545.133 | 134951 | 46.3728 | 135152 | 123585 | 122740 | 122740 | 121022 | 120794 | 1460.45 | 0 | 0 | 267.247 | 0 | 120527 | 950 | 118529 | 117936.0859
7837 | 1980-11-23 12:00 | 555 | 826 | 78 | 18.9 | 4.1 | -9900 | 35.1763 | 195.726 | 51.0208 | 0 |  | 555 | 520.752 | 82.6189 | 0.21119 | 503.111 | 77.283 | 0.21119 | 488.273 | 73.9392 | 0 | 550.968 | 550.357 | 136239 | 46.3954 | 136454 | 125306 | 124434 | 124434 | 122692 | 122478 | 1517.24 | 0 | 0 | 291.842 | 0 | 122186 | 950 | 120174 | 119572.8203
7838 | 1980-11-23 13:00 | 478 | 806 | 71 | 18.3 | 3.9 | -9900 | 30.1111 | 211.305 | 56.073 | 0 |  | 478 | 452.705 | 75.7099 | 0.18189 | 398.424 | 70.7945 | 0.18189 | 382.706 | 67.7316 | 0 | 441.429 | 440.897 | 109150 | 40.5282 | 108950 | 101848 | 101024 | 101024 | 99609.3 | 99453.6 | 1474 | 0 | 0 | 201.093 | 0 | 99252.5 | 950 | 97608.1 | 97120.0391
7839 | 1980-11-23 14:00 | 345 | 731 | 65 | 17.8 | 3.8 | -9900 | 22.3453 | 224.368 | 64.0461 | 0 |  | 345 | 322.196 | 70.8651 | 0.13128 | 253.817 | 66.2237 | 0.13128 | 237.305 | 63.359 | 0 | 294.651 | 294.468 | 72912.4 | 32.7135 | 72126.9 | 69404.8 | 68792.8 | 68792.8 | 66315.6 | 66220 | 1386.5 | 0 | 0 | -447.954 | 0 | 66668 | 947.608 | 65391 | 65064.0273
7840 | 1980-11-23 15:00 | 152 | 359 | 72 | 17.2 | 3.6 | -9900 | 12.703 | 235.088 | 73.9961 | 0 |  | 152 | 100.246 | 78.0431 | 0.057841 | 60.0166 | 72.8843 | 0.057841 | 51.5424 | 69.7319 | 0 | 118.849 | 118.711 | 29390.8 | 23.2672 | 28014.5 | 28108.5 | 27954.3 | 27954.3 | 27562.9 | 27552.3 | 1544.89 | 0 | 0 | 16.5486 | 0 | 27535.8 | 950 | 26781.4 | 26647.4863
7841 | 1980-11-23 16:00 | 12 | 0 | 12 | 16.8 | 3.1 | -9900 | 1.8182 | 244.041 | 85.2217 | 0 |  | 12 | 0 | 11.8921 | 0.0045664 | 0 | 11.1219 | 0.0045664 | 0 | 10.6407 | 0 | 10.4279 | 10.4246 | 2580.75 | 17.345 | 1664.31 | 1697.34 | 1687.55 | 1687.55 | 1663.93 | 1663.89 | 1515.54 | 0 | 0 | 0.057948 | 0 | 1663.83 | 950 | 1580 | 1572.1029
7842 | 1980-11-23 17:00 | 0 | 0 | 0 | 16.5 | 2.6 | -9900
7843 | 1980-11-23 18:00 | 0 | 0 | 0 | 16.1 | 2.1 | -9900
7844 | 1980-11-23 19:00 | 0 | 0 | 0 | 16.1 | 2.1 | -9900
7845 | 1980-11-23 20:00 | 0 | 0 | 0 | 16.1 | 2.1 | -9900
7846 | 1980-11-23 21:00 | 0 | 0 | 0 | 16.1 | 2.1 | -9900
7847 | 1980-11-23 22:00 | 0 | 0 | 0 | 16.3 | 1.4 | -9900
7848 | 1980-11-23 23:00 | 0 | 0 | 0 | 16.5 | 0.7 | -9900
7849 | 1980-11-24 | 0 | 0 | 0 | 16.7 | 0 | -9900
7850 | 1980-11-24 01:00 | 0 | 0 | 0 | 15.8 | 0.5 | -9900
7851 | 1980-11-24 02:00 | 0 | 0 | 0 | 14.8 | 1 | -9900
7852 | 1980-11-24 03:00 | 0 | 0 | 0 | 13.9 | 1.5 | -9900
7853 | 1980-11-24 04:00 | 0 | 0 | 0 | 13.9 | 1 | -9900
7854 | 1980-11-24 05:00 | 0 | 0 | 0 | 13.9 | 0.5 | -9900
7855 | 1980-11-24 06:00 | 14 | 33 | 10 | 13.9 | 0 | -9900 | -0.30649 | 114.58 | 88.79 | 0 |  | 14 | 0.97034 | 8.8519 | 0.0053274 | 0 | 8.2939 | 0 | 0 | 7.9349 | 0 | 7.7762 | 7.7716 | 1923.95 | 14.3679 | 1078.35 | 1097.83 | 1088.83 | 1088.83 | 1073.59 | 1073.57 | 1476.84 | 0 | 0 | 0.02411 | 0 | 1073.55 | 950 | 1018.98 | 1013.8901
7856 | 1980-11-24 07:00 | 132 | 317 | 73 | 15.4 | 0.7 | -9900 | 10.7305 | 123.287 | 78.6354 | 0 |  | 132 | 62.3625 | 74.6519 | 0.05023 | 59.1354 | 70.0365 | 0.05023 | 47.2865 | 67.0043 | 0 | 112.005 | 111.997 | 27724.5 | 21.9314 | 26317.4 | 26576.2 | 26424.9 | 26424.9 | 26054.9 | 26044.5 | 1498.54 | 0 | 0 | 15.076 | 0 | 26029.4 | 950 | 25241.4 | 25115.2402
7857 | 1980-11-24 08:00 | 296 | 537 | 107 | 16.8 | 1.4 | -9900 | 20.6113 | 133.644 | 68.0998 | 0 |  | 296 | 200.027 | 110.249 | 0.11264 | 179.05 | 103.313 | 0.11264 | 164.316 | 98.8412 | 0 | 257.894 | 257.669 | 63784.8 | 31.3556 | 62791.7 | 61054.2 | 60807.1 | 60807.1 | 59955.8 | 59898.1 | 1462.5 | 0 | 0 | 75.5683 | 0 | 59822.6 | 949.999 | 58586.9 | 58293.9688
7858 | 1980-11-24 09:00 | 416 | 602 | 126 | 18.3 | 2.1 | -9900 | 28.7416 | 146.244 | 59.2224 | 0 |  | 416 | 308.319 | 131.685 | 0.1583 | 229.166 | 123.352 | 0.1583 | 218.744 | 118.014 | 0 | 330.022 | 329.863 | 81668.5 | 36.3496 | 81012.9 | 76593.8 | 76267.9 | 76267.9 | 74910 | 74809.5 | 1454.08 | 0 | 0 | -73.5182 | 0 | 74883 | 948.21 | 73558.8 | 73191.0312
7859 | 1980-11-24 10:00 | 507 | 679 | 123 | 18.9 | 3.5 | -9900 | 34.327 | 161.363 | 52.8619 | 0 |  | 507 | 410.866 | 129.844 | 0.19293 | 339.934 | 121.578 | 0.19293 | 328.999 | 116.317 | 0 | 436.409 | 436.405 | 108030 | 41.3058 | 107808 | 100107 | 99556.3 | 99556.3 | 96250.3 | 96064.1 | 1409.47 | 0 | 0 | -680.003 | 0 | 96744.1 | 947.013 | 95098.3 | 94622.7812
7860 | 1980-11-24 11:00 | 560 | 743 | 117 | 19.4 | 4.8 | -9900 | 36.5506 | 178.383 | 49.9927 | 0 |  | 560 | 478.076 | 124.53 | 0.2131 | 441.622 | 116.551 | 0.2131 | 429.403 | 111.508 | 0 | 530.092 | 529.476 | 131074 | 45.0229 | 131208 | 120797 | 120000 | 120000 | 118320 | 118106 | 1472.66 | 0 | 0 | 261.228 | 0 | 117844 | 950 | 115889 | 115309.6328
7861 | 1980-11-24 12:00 | 530 | 719 | 116 | 20 | 6.2 | -9900 | 34.9986 | 195.585 | 51.1994 | 0 |  | 530 | 452.221 | 124.147 | 0.20168 | 436.905 | 116.137 | 0.20168 | 423.885 | 111.112 | 0 | 524.297 | 523.934 | 129699 | 43.79 | 129805 | 120552 | 119760 | 119760 | 118083 | 117886 | 1514.18 | 0 | 0 | 269.967 | 0 | 117616 | 950 | 115689 | 115110.8203
7862 | 1980-11-24 13:00 | 449 | 685 | 105 | 20 | 6.4 | -9900 | 29.9662 | 211.127 | 56.216 | 0 |  | 449 | 382.881 | 113.074 | 0.17086 | 336.995 | 105.727 | 0.17086 | 323.59 | 101.152 | 0 | 416.248 | 416.052 | 103000 | 38.7203 | 102674 | 96930.4 | 96199.6 | 96199.6 | 94852.7 | 94717.2 | 1504.01 | 0 | 0 | 185.686 | 0 | 94531.5 | 950 | 92973.2 | 92508.3828
7863 | 1980-11-24 14:00 | 307 | 524 | 107 | 20 | 6.5 | -9900 | 22.233 | 224.175 | 64.1534 | 0 |  | 307 | 230.353 | 115.096 | 0.11682 | 181.139 | 107.566 | 0.11682 | 169.275 | 102.913 | 0 | 266.744 | 266.489 | 65982 | 31.9363 | 65035.1 | 63057.6 | 62643.1 | 62643.1 | 61753.4 | 61673.3 | 1386.52 | 0 | 0 | 42.6351 | 0 | 61630.7 | 949.999 | 60367.1 | 60065.3008
7864 | 1980-11-24 15:00 | 146 | 316 | 76 | 20 | 6.7 | -9900 | 12.6189 | 234.89 | 74.0731 | 0 |  | 146 | 87.8776 | 82.2687 | 0.055557 | 52.6163 | 76.8326 | 0.055557 | 45.1406 | 73.5094 | 0 | 116.277 | 116.173 | 28761.5 | 25.1564 | 27373.9 | 27296.7 | 27156.3 | 27156.3 | 26776.1 | 26766.4 | 1558.52 | 0 | 0 | 15.5907 | 0 | 26750.8 | 950 | 25996 | 25866.041
7865 | 1980-11-24 16:00 | 17 | 20 | 15 | 18.9 | 5 | -9900 | 1.7566 | 243.839 | 85.2743 | 0 |  | 17 | 1.8927 | 14.8953 | 0.006469 | 0.88775 | 13.9071 | 0.006469 | 0.38376 | 13.3056 | 0 | 13.4156 | 13.4039 | 3318.42 | 19.5428 | 2339.14 | 2378.28 | 2364.3 | 2364.3 | 2331.2 | 2331.12 | 1441.15 | 0 | 0 | 0.10411 | 0 | 2331.01 | 950 | 2214.79 | 2203.7173
7866 | 1980-11-24 17:00 | 0 | 0 | 0 | 17.8 | 3.2 | -9900
7867 | 1980-11-24 18:00 | 0 | 0 | 0 | 16.7 | 1.5 | -9900
7868 | 1980-11-24 19:00 | 0 | 0 | 0 | 15.8 | 1.5 | -9900
7869 | 1980-11-24 20:00 | 0 | 0 | 0 | 14.8 | 1.5 | -9900
7870 | 1980-11-24 21:00 | 0 | 0 | 0 | 13.9 | 1.5 | -9900
7871 | 1980-11-24 22:00 | 0 | 0 | 0 | 13.3 | 1 | -9900
7872 | 1980-11-24 23:00 | 0 | 0 | 0 | 12.8 | 0.5 | -9900
7873 | 1980-11-25 | 0 | 0 | 0 | 12.2 | 0 | -9900
7874 | 1980-11-25 01:00 | 0 | 0 | 0 | 13.7 | 0.9 | -9900
7875 | 1980-11-25 02:00 | 0 | 0 | 0 | 15.2 | 1.7 | -9900
7876 | 1980-11-25 03:00 | 0 | 0 | 0 | 16.7 | 2.6 | -9900
7877 | 1980-11-25 04:00 | 0 | 0 | 0 | 15.9 | 2.9 | -9900
7878 | 1980-11-25 05:00 | 0 | 0 | 0 | 15.2 | 3.3 | -9900
7879 | 1980-11-25 06:00 | 17 | 120 | 4 | 14.4 | 3.6 | -9900 | -0.47696 | 114.699 | 88.8591 | 0 |  | 17 | 2.9737 | 3.3714 | 0.006469 | 0 | 3.1622 | 0 | 0 | 3.0253 | 0 | 2.9648 | 2.964 | 733.769 | 14.5515 | 180.786 | 179.657 | 179.503 | 179.503 | 176.99 | 176.989 | 1386.1 | 0 | 0 | 0.00062629 | 0 | 176.988 | 950 | 167.868 | 167.0291
7880 | 1980-11-25 07:00 | 163 | 636 | 46 | 15.9 | 3.1 | -9900 | 10.5484 | 123.389 | 78.8102 | 0 |  | 163 | 123.868 | 47.7055 | 0.062026 | 117.44 | 44.7663 | 0.062026 | 93.4658 | 42.8281 | 0 | 133.568 | 133.447 | 33032.9 | 22.8772 | 31675.7 | 31828.8 | 31565.6 | 31565.6 | 31123.6 | 31107.1 | 1462.25 | 0 | 0 | 22.0394 | 0 | 31085 | 950 | 30274.8 | 30123.459
7881 | 1980-11-25 08:00 | 333 | 802 | 53 | 17.4 | 2.6 | -9900 | 20.417 | 133.722 | 68.2886 | 0 |  | 333 | 296.582 | 55.4445 | 0.12672 | 265.389 | 51.9527 | 0.12672 | 243.266 | 49.704 | 0 | 287.111 | 286.509 | 70921.2 | 32.7248 | 70076.7 | 67632.7 | 67318.3 | 67318.3 | 65556.8 | 65483.6 | 1450.91 | 0 | 0 | 12.3518 | 0 | 65471.2 | 949.999 | 64193.2 | 63872.2812
7882 | 1980-11-25 09:00 | 479 | 904 | 46 | 18.9 | 2.1 | -9900 | 28.5374 | 146.285 | 59.4236 | 0 |  | 479 | 460.631 | 48.4118 | 0.18227 | 341.927 | 45.3369 | 0.18227 | 326.194 | 43.3749 | 0 | 362.178 | 362.074 | 89647.2 | 38.7122 | 89253.3 | 82662.8 | 82372.3 | 82372.3 | 79522.4 | 79394.4 | 1468.4 | 0 | 0 | 26.0111 | 1.6697 | 79366.7 | 947.098 | 77992.4 | 77602.4453
7883 | 1980-11-25 10:00 | 572 | 943 | 42 | 20.2 | 2.6 | -9900 | 34.1203 | 161.348 | 53.0686 | 0 |  | 572 | 567.376 | 44.3871 | 0.21766 | 469.454 | 41.5507 | 0.21766 | 454.17 | 39.7526 | 0 | 484.044 | 483.314 | 119643 | 46.0515 | 119684 | 108163 | 107470 | 107470 | 101339 | 101121 | 1409.26 | 0 | 0 | -195.799 | 390.897 | 100926 | 941.154 | 99176 | 98680.1562
7884 | 1980-11-25 11:00 | 608 | 951 | 42 | 21.5 | 3.1 | -9900 | 36.3546 | 178.3 | 50.1906 | 0 |  | 608 | 611.12 | 44.5631 | 0.23136 | 564.531 | 41.7004 | 0.23136 | 548.731 | 39.896 | 0 | 576.854 | 576.208 | 142642 | 51.6269 | 142974 | 127658 | 126704 | 126704 | 124930 | 124682 | 1448.75 | 0 | 0 | 277.33 | 0 | 124405 | 950 | 122334 | 121722.3906
7885 | 1980-11-25 12:00 | 577 | 933 | 42 | 22.8 | 3.6 | -9900 | 34.8277 | 195.444 | 51.3713 | 0 |  | 577 | 584.702 | 44.7858 | 0.21957 | 564.902 | 41.8939 | 0.21957 | 547.898 | 40.0812 | 0 | 576.22 | 575.51 | 142466 | 52.2136 | 142782 | 127922 | 126990 | 126990 | 125212 | 124984 | 1503.35 | 0 | 0 | 297.543 | 0 | 124686 | 950 | 122629 | 122016.2109
7886 | 1980-11-25 13:00 | 478 | 849 | 53 | 21.9 | 3.6 | -9900 | 29.828 | 210.95 | 56.3524 | 0 |  | 478 | 473.334 | 56.7512 | 0.18189 | 416.745 | 53.0669 | 0.18189 | 400.036 | 50.771 | 0 | 441.791 | 441.082 | 109195 | 44.4431 | 109009 | 100227 | 99397.6 | 99397.6 | 98006 | 97850.6 | 1472.49 | 0 | 0 | 192.264 | 0 | 97658.3 | 950 | 96037 | 95556.7812
7887 | 1980-11-25 14:00 | 319 | 553 | 109 | 20.9 | 3.6 | -9900 | 22.1272 | 223.983 | 64.2544 | 0 |  | 319 | 242.085 | 117.148 | 0.12139 | 190.141 | 109.485 | 0.12139 | 177.608 | 104.749 | 0 | 276.71 | 276.708 | 68511.6 | 35.0422 | 67606.4 | 64697.1 | 64255.6 | 64255.6 | 63336.1 | 63252.4 | 1390.09 | 0 | 0 | 39.0264 | 0 | 63213.3 | 950 | 61934.5 | 61624.832
7888 | 1980-11-25 15:00 | 142 | 325 | 70 | 20 | 3.6 | -9900 | 12.541 | 234.694 | 74.1439 | 0 |  | 142 | 90.5471 | 75.9876 | 0.054035 | 54.2203 | 70.9645 | 0.054035 | 46.4725 | 67.8951 | 0 | 112.08 | 111.928 | 27710.7 | 25.7205 | 26323.5 | 26179.3 | 26042.9 | 26042.9 | 25678.3 | 25669 | 1529.97 | 0 | 0 | 14.1292 | 0 | 25654.9 | 950 | 24913.1 | 24788.5254
7889 | 1980-11-25 16:00 | 22 | 57 | 16 | 19.1 | 3.3 | -9900 | 1.7009 | 243.641 | 85.3212 | 0 |  | 22 | 5.6219 | 15.8845 | 0.0083717 | 2.6328 | 14.8156 | 0.0083717 | 1.1297 | 14.1749 | 0 | 14.9985 | 14.9871 | 3710.51 | 19.8765 | 2703.87 | 2748.2 | 2727.84 | 2727.84 | 2689.65 | 2689.54 | 1492.74 | 0 | 0 | 0.14126 | 0 | 2689.4 | 950 | 2556.24 | 2543.4568
7890 | 1980-11-25 17:00 | 0 | 0 | 0 | 18.1 | 2.9 | -9900
7891 | 1980-11-25 18:00 | 0 | 0 | 0 | 17.2 | 2.6 | -9900
7892 | 1980-11-25 19:00 | 0 | 0 | 0 | 16.1 | 2.6 | -9900
7893 | 1980-11-25 20:00 | 0 | 0 | 0 | 15 | 2.6 | -9900
7894 | 1980-11-25 21:00 | 0 | 0 | 0 | 13.9 | 2.6 | -9900
7895 | 1980-11-25 22:00 | 0 | 0 | 0 | 13.5 | 2.4 | -9900
7896 | 1980-11-25 23:00 | 0 | 0 | 0 | 13.2 | 2.3 | -9900
7897 | 1980-11-26 | 0 | 0 | 0 | 12.8 | 2.1 | -9900
7898 | 1980-11-26 01:00 | 0 | 0 | 0 | 11.9 | 1.4 | -9900
7899 | 1980-11-26 02:00 | 0 | 0 | 0 | 10.9 | 0.7 | -9900
7900 | 1980-11-26 03:00 | 0 | 0 | 0 | 10 | 0 | -9900
7901 | 1980-11-26 04:00 | 0 | 0 | 0 | 9.8 | 0 | -9900
7902 | 1980-11-26 05:00 | 0 | 0 | 0 | 9.6 | 0 | -9900
7903 | 1980-11-26 06:00 | 17 | 60 | 10 | 9.4 | 0 | -9900 | -0.64593 | 114.811 | 88.9277 | 0 |  | 17 | 1.5049 | 8.5631 | 0.006469 | 0 | 8.0251 | 0 | 0 | 7.6777 | 0 | 7.5242 | 7.5182 | 1861.21 | 9.8526 | 1023.61 | 1046.92 | 1037.32 | 1037.32 | 1022.8 | 1022.78 | 1469.41 | 0 | 0 | 0.021714 | 0 | 1022.76 | 950 | 970.742 | 965.8881
7904 | 1980-11-26 07:00 | 156 | 451 | 74 | 13.3 | 0.5 | -9900 | 10.3685 | 123.484 | 78.9833 | 0 |  | 156 | 86.9543 | 75.6714 | 0.059363 | 82.4453 | 70.9946 | 0.059363 | 65.296 | 67.9209 | 0 | 130.553 | 130.577 | 32323.6 | 20.9846 | 30945.5 | 31335.2 | 31137 | 31137 | 30701.1 | 30686.2 | 1488.01 | 0 | 0 | 21.1944 | 0 | 30665 | 950 | 29847.5 | 29698.2266
7905 | 1980-11-26 08:00 | 324 | 735 | 70 | 17.2 | 1 | -9900 | 20.2258 | 133.793 | 68.4747 | 0 |  | 324 | 269.262 | 73.178 | 0.12329 | 240.803 | 68.592 | 0.12329 | 220.473 | 65.6229 | 0 | 280.374 | 280.085 | 69331.9 | 33.3125 | 68449.3 | 65923.6 | 65613.3 | 65613.3 | 64278.5 | 64210 | 1463.38 | 0 | 0 | -46.1982 | 0 | 64256.2 | 949.999 | 62985.5 | 62670.6016
7906 | 1980-11-26 09:00 | 486 | 872 | 71 | 21.1 | 1.5 | -9900 | 28.3374 | 146.319 | 59.621 | 0 |  | 486 | 441.744 | 74.3614 | 0.18494 | 327.089 | 69.6363 | 0.18494 | 311.868 | 66.6227 | 0 | 370.921 | 371.195 | 91905.8 | 41.9735 | 91499.6 | 83734.5 | 83435.2 | 83435.2 | 81145 | 81016.6 | 1461.54 | 0 | 0 | -20.8136 | 0 | 81037.4 | 948.057 | 79616.9 | 79218.7734
7907 | 1980-11-26 10:00 | 615 | 937 | 91 | 21.3 | 2.5 | -9900 | 33.919 | 161.328 | 53.2703 | 0 |  | 615 | 561.236 | 95.3743 | 0.23403 | 464.404 | 89.2769 | 0.23403 | 449.106 | 85.4136 | 0 | 523.829 | 523.734 | 129648 | 49.4412 | 129774 | 115762 | 115079 | 115079 | 109725 | 109482 | 1414.37 | 0 | 0 | -640.422 | 0 | 110122 | 942.273 | 108248 | 107706.9609
7908 | 1980-11-26 11:00 | 616 | 964 | 46 | 21.5 | 3.6 | -9900 | 36.1651 | 178.215 | 50.3822 | 0 |  | 616 | 615.737 | 48.7838 | 0.23441 | 567.953 | 45.65 | 0.23441 | 551.88 | 43.6747 | 0 | 583.644 | 582.995 | 144322 | 51.2961 | 144673 | 129370 | 128238 | 128238 | 126442 | 126186 | 1447.31 | 0 | 0 | 283.823 | 0 | 125902 | 950 | 123808 | 123189.3984
7909 | 1980-11-26 12:00 | 599 | 966 | 48 | 21.7 | 4.6 | -9900 | 34.6636 | 195.301 | 51.5366 | 0 |  | 599 | 602.497 | 51.1389 | 0.22794 | 582.097 | 47.837 | 0.22794 | 564.407 | 45.7672 | 0 | 597.971 | 597.096 | 147807 | 50.8594 | 148197 | 133541 | 132554 | 132554 | 130698 | 130452 | 1511.86 | 0 | 0 | 326.345 | 0 | 130126 | 950 | 127964 | 127324.5156
7910 | 1980-11-26 13:00 | 504 | 922 | 45 | 21.3 | 4.1 | -9900 | 29.6965 | 210.774 | 56.4821 | 0 |  | 504 | 511.51 | 48.2756 | 0.19179 | 450.381 | 45.1416 | 0.19179 | 432.188 | 43.1886 | 0 | 465.869 | 465.306 | 115192 | 44.5463 | 115116 | 105712 | 104859 | 104859 | 103391 | 103218 | 1477.88 | 0 | 0 | 215.328 | 0 | 103003 | 950 | 101293 | 100786.0469
7911 | 1980-11-26 14:00 | 356 | 807 | 51 | 21 | 3.6 | -9900 | 22.028 | 223.795 | 64.349 | 0 |  | 356 | 351.896 | 55.1101 | 0.13547 | 276.154 | 51.5092 | 0.13547 | 257.842 | 49.2809 | 0 | 300.98 | 301.199 | 74578.6 | 36.3939 | 73847.2 | 69926.6 | 69310.3 | 69310.3 | 65946 | 65850.3 | 1413.86 | 0 | 0 | -389.647 | 0 | 66240 | 946.253 | 64998.5 | 64673.4766
7912 | 1980-11-26 15:00 | 171 | 502 | 61 | 20.6 | 3.1 | -9900 | 12.4693 | 234.502 | 74.2087 | 0 |  | 171 | 138.565 | 67.2367 | 0.065071 | 82.984 | 62.7827 | 0.065071 | 71.064 | 60.0673 | 0 | 128.509 | 128.412 | 31792.2 | 27.314 | 30458.9 | 30035.4 | 29856.8 | 29856.8 | 29438.8 | 29426.2 | 1552.16 | 0 | 0 | 19.668 | 0 | 29406.5 | 950 | 28641.2 | 28498.0352
7913 | 1980-11-26 16:00 | 22 | 79 | 13 | 19.8 | 2.9 | -9900 | 1.6513 | 243.446 | 85.3622 | 0 |  | 22 | 8.359 | 12.9152 | 0.0083717 | 3.9171 | 12.0305 | 0.0083717 | 1.6667 | 11.5104 | 0 | 12.9136 | 12.9018 | 3194.43 | 20.4807 | 2229.87 | 2259.86 | 2241.54 | 2241.54 | 2210.16 | 2210.09 | 1503.8 | 0 | 0 | 0.096459 | 0 | 2210 | 950 | 2099.97 | 2089.4653
7914 | 1980-11-26 17:00 | 0 | 0 | 0 | 19.1 | 2.8 | -9900
7915 | 1980-11-26 18:00 | 0 | 0 | 0 | 18.3 | 2.6 | -9900
7916 | 1980-11-26 19:00 | 0 | 0 | 0 | 17 | 1.7 | -9900
7917 | 1980-11-26 20:00 | 0 | 0 | 0 | 15.7 | 0.9 | -9900
7918 | 1980-11-26 21:00 | 0 | 0 | 0 | 14.4 | 0 | -9900
7919 | 1980-11-26 22:00 | 0 | 0 | 0 | 13.7 | 0 | -9900
7920 | 1980-11-26 23:00 | 0 | 0 | 0 | 12.9 | 0 | -9900
7921 | 1980-11-27 | 0 | 0 | 0 | 12.2 | 0 | -9900
7922 | 1980-11-27 01:00 | 0 | 0 | 0 | 11.5 | 0 | -9900
7923 | 1980-11-27 02:00 | 0 | 0 | 0 | 10.7 | 0 | -9900
7924 | 1980-11-27 03:00 | 0 | 0 | 0 | 10 | 0 | -9900
7925 | 1980-11-27 04:00 | 0 | 0 | 0 | 9.6 | 0 | -9900
7926 | 1980-11-27 05:00 | 0 | 0 | 0 | 9.3 | 0 | -9900
7927 | 1980-11-27 06:00 | 15 | 134 | 0 | 8.9 | 0 | -9900 | -0.81331 | 114.916 | 88.9959 | 0 |  | 15 | 3.02 | 0 | 0.0057079 | 0 | 0 | 0 | 0 | 0 | 0 | 0 | 0 | 0 | 8.9 | 0 | 0 | 0 | 0 | 0 | 0 | 790 | 0 | 0 | 0 | 0 | 0 | 790 | 0 | 0
7928 | 1980-11-27 07:00 | 159 | 679 | 38 | 12.8 | 0 | -9900 | 10.1908 | 123.571 | 79.1546 | 0 |  | 159 | 128.518 | 39.6386 | 0.060504 | 121.837 | 37.2175 | 0.060504 | 96.0152 | 35.6059 | 0 | 128.989 | 128.854 | 31895.4 | 20.5577 | 30538.3 | 30921 | 30647.8 | 30647.8 | 30218.7 | 30202.6 | 1445.51 | 0 | 0 | 21.0073 | 0 | 30181.6 | 950 | 29383.1 | 29236.2324
7929 | 1980-11-27 08:00 | 342 | 870 | 44 | 16.7 | 0 | -9900 | 20.0378 | 133.857 | 68.6581 | 0 |  | 342 | 316.158 | 46.16 | 0.13014 | 282.581 | 43.2552 | 0.13014 | 258.421 | 41.3829 | 0 | 293.808 | 293.444 | 72638.5 | 34.3668 | 71832.6 | 68775.6 | 68441.2 | 68441.2 | 66381.4 | 66306.8 | 1462.28 | 0 | 0 | 80.8745 | 0 | 66225.9 | 949.976 | 64942.1 | 64617.4141
7930 | 1980-11-27 09:00 | 494 | 955 | 43 | 20.6 | 0 | -9900 | 28.1418 | 146.346 | 59.8145 | 0 |  | 494 | 480.34 | 45.2992 | 0.18798 | 354.673 | 42.4228 | 0.18798 | 337.986 | 40.5868 | 0 | 371.001 | 370.869 | 91823 | 42.9282 | 91477.3 | 82899.5 | 82614.3 | 82614.3 | 79974.8 | 79845.5 | 1491.35 | 0 | 0 | 42.2143 | 0 | 79803.2 | 950 | 78409.8 | 78017.7109
7931 | 1980-11-27 10:00 | 596 | 992 | 44 | 21.5 | 1.4 | -9900 | 33.7232 | 161.302 | 53.4667 | 0 |  | 596 | 591.515 | 46.5019 | 0.2268 | 487.348 | 43.5308 | 0.2268 | 471.12 | 41.647 | 0 | 502.511 | 502.204 | 124319 | 49.8692 | 124425 | 110374 | 110118 | 110118 | 103823 | 103595 | 1411.08 | 0 | 0 | -200.427 | 367.934 | 103427 | 941.046 | 101637 | 101128.7578
7932 | 1980-11-27 11:00 | 632 | 992 | 47 | 22.4 | 2.7 | -9900 | 35.9819 | 178.126 | 50.5675 | 0 |  | 632 | 632.235 | 49.8447 | 0.24049 | 583.182 | 46.6429 | 0.24049 | 566.5 | 44.6247 | 0 | 598.902 | 598.135 | 148073 | 54.2478 | 148471 | 131008 | 129875 | 129875 | 128054 | 127797 | 1463.88 | 0 | 0 | 291.66 | 0 | 127505 | 950 | 125380 | 124752.6719
7933 | 1980-11-27 12:00 | 601 | 964 | 53 | 23.3 | 4.1 | -9900 | 34.5062 | 195.159 | 51.695 | 0 |  | 601 | 599.511 | 56.4255 | 0.2287 | 579.216 | 52.7823 | 0.2287 | 561.451 | 50.4986 | 0 | 599.711 | 599.084 | 148300 | 53.2297 | 148694 | 132654 | 131697 | 131697 | 129853 | 129610 | 1508.64 | 0 | 0 | 320.397 | 0 | 129289 | 950 | 127145 | 126508.8203
7934 | 1980-11-27 13:00 | 505 | 906 | 56 | 22.9 | 3.8 | -9900 | 29.5719 | 210.6 | 56.605 | 0 |  | 505 | 500.656 | 59.9476 | 0.19217 | 440.968 | 56.0562 | 0.19217 | 423.027 | 53.631 | 0 | 467.125 | 467.057 | 115626 | 46.5545 | 115547 | 105284 | 104479 | 104479 | 103016 | 102849 | 1491.19 | 0 | 0 | 216.689 | 0 | 102632 | 950 | 100931 | 100426.4141
7935 | 1980-11-27 14:00 | 366 | 834 | 52 | 22.6 | 3.4 | -9900 | 21.9353 | 223.608 | 64.4371 | 0 |  | 366 | 362.571 | 56.1861 | 0.13927 | 284.018 | 52.5151 | 0.13927 | 265.078 | 50.2433 | 0 | 309.015 | 308.75 | 76447 | 38.5241 | 75747 | 71080.9 | 70414.7 | 70414.7 | 66925 | 66826.4 | 1408.27 | 0 | 0 | -319.396 | 0 | 67145.8 | 946.26 | 65902.2 | 65572.7266
7936 | 1980-11-27 15:00 | 166 | 529 | 50 | 22.2 | 3.1 | -9900 | 12.4038 | 234.313 | 74.2674 | 0 |  | 166 | 146.35 | 55.8297 | 0.063168 | 87.5063 | 52.1219 | 0.063168 | 74.8862 | 49.8676 | 0 | 122.259 | 122.038 | 30214.5 | 28.5808 | 28889.6 | 28325.1 | 28119 | 28119 | 27725.3 | 27713.8 | 1554.07 | 0 | 0 | 17.6373 | 0 | 27696.2 | 950 | 26968.6 | 26833.7715
7937 | 1980-11-27 16:00 | 20 | 87 | 11 | 20.7 | 2.1 | -9900 | 1.6076 | 243.255 | 85.3965 | 0 |  | 20 | 8.2975 | 10.9647 | 0.0076106 | 3.8856 | 10.2057 | 0.0076106 | 1.6426 | 9.7646 | 0 | 11.1791 | 11.1665 | 2764.75 | 21.311 | 1838.05 | 1856.36 | 1840.61 | 1840.61 | 1814.84 | 1814.78 | 1426.93 | 0 | 0 | 0.059791 | 0 | 1814.72 | 950 | 1723.86 | 1715.2362
7938 | 1980-11-27 17:00 | 0 | 0 | 0 | 19.3 | 1 | -9900
7939 | 1980-11-27 18:00 | 0 | 0 | 0 | 17.8 | 0 | -9900
7940 | 1980-11-27 19:00 | 0 | 0 | 0 | 16.7 | 0.9 | -9900
7941 | 1980-11-27 20:00 | 0 | 0 | 0 | 15.5 | 1.7 | -9900
7942 | 1980-11-27 21:00 | 0 | 0 | 0 | 14.4 | 2.6 | -9900
7943 | 1980-11-27 22:00 | 0 | 0 | 0 | 13.7 | 1.7 | -9900
7944 | 1980-11-27 23:00 | 0 | 0 | 0 | 12.9 | 0.9 | -9900
7945 | 1980-11-28 | 0 | 0 | 0 | 12.2 | 0 | -9900
7946 | 1980-11-28 01:00 | 0 | 0 | 0 | 11.3 | 0.7 | -9900
7947 | 1980-11-28 02:00 | 0 | 0 | 0 | 10.3 | 1.4 | -9900
7948 | 1980-11-28 03:00 | 0 | 0 | 0 | 9.4 | 2.1 | -9900
7949 | 1980-11-28 04:00 | 0 | 0 | 0 | 9.8 | 1.4 | -9900
7950 | 1980-11-28 05:00 | 0 | 0 | 0 | 10.2 | 0.7 | -9900
7951 | 1980-11-28 06:00 | 13 | 123 | 0 | 10.6 | 0 | -9900 | -0.97898 | 115.015 | 89.0635 | 0 |  | 13 | 2.4412 | 0 | 0.0049469 | 0 | 0 | 0 | 0 | 0 | 0 | 0 | 0 | 0 | 10.6 | 0 | 0 | 0 | 0 | 0 | 0 | 790 | 0 | 0 | 0 | 0 | 0 | 790 | 0 | 0
7952 | 1980-11-28 07:00 | 150 | 637 | 39 | 15.2 | 0 | -9900 | 10.0156 | 123.652 | 79.3239 | 0 |  | 150 | 118.087 | 40.6516 | 0.057079 | 111.975 | 38.1661 | 0.057079 | 87.7914 | 36.5134 | 0 | 121.819 | 121.607 | 30101.7 | 22.5214 | 28731.7 | 28891.8 | 28650.7 | 28650.7 | 28249.6 | 28235.7 | 1454.32 | 0 | 0 | 18.3141 | 0 | 28217.4 | 950 | 27436.5 | 27299.3262
7953 | 1980-11-28 08:00 | 328 | 828 | 47 | 19.8 | 0 | -9900 | 19.8532 | 133.914 | 68.8385 | 0 |  | 328 | 298.355 | 49.2752 | 0.12481 | 266.704 | 46.1745 | 0.12481 | 243.613 | 44.1759 | 0 | 282.033 | 281.871 | 69775 | 36.7701 | 68918.5 | 65387.8 | 65075.5 | 65075.5 | 63280.8 | 63213.6 | 1467.87 | 0 | 0 | 69.1546 | 0 | 63144.4 | 949.999 | 61876.6 | 61567.2383
7954 | 1980-11-28 09:00 | 478 | 906 | 53 | 24.4 | 0 | -9900 | 27.9507 | 146.367 | 60.0039 | 0 |  | 478 | 452.902 | 55.7303 | 0.18189 | 334.473 | 52.1911 | 0.18189 | 318.557 | 49.9324 | 0 | 361.119 | 360.491 | 89251.8 | 46.1034 | 88837.2 | 79637.7 | 79372.6 | 79372.6 | 77064.7 | 76947.1 | 1492.86 | 0 | 0 | -8.8315 | 0 | 76955.9 | 949.999 | 75610 | 75231.9922
7955 | 1980-11-28 10:00 | 575 | 948 | 50 | 25.3 | 1.9 | -9900 | 33.5331 | 161.272 | 53.6577 | 0 |  | 575 | 562.849 | 52.7967 | 0.2188 | 463.506 | 49.4234 | 0.2188 | 447.9 | 47.2846 | 0 | 485.281 | 484.82 | 120016 | 52.0712 | 120051 | 105671 | 105493 | 105493 | 99750.4 | 99539.8 | 1406.58 | 0 | 0 | -223.904 | 212.366 | 99551.3 | 940.517 | 97832.5 | 97343.3828
7956 | 1980-11-28 11:00 | 613 | 965 | 47 | 26.3 | 3.8 | -9900 | 35.8052 | 178.034 | 50.7464 | 0 |  | 613 | 611.976 | 49.8529 | 0.23327 | 563.658 | 46.6509 | 0.23327 | 547.367 | 44.6323 | 0 | 580.159 | 579.395 | 143434 | 55.6439 | 143774 | 126205 | 125308 | 125308 | 123553 | 123312 | 1456.01 | 0 | 0 | 273.107 | 0 | 123038 | 950 | 120990 | 120385.5312
7957 | 1980-11-28 12:00 | 590 | 958 | 48 | 27.2 | 5.7 | -9900 | 34.3558 | 195.015 | 51.8466 | 0 |  | 590 | 593.226 | 51.1563 | 0.22451 | 572.311 | 47.8536 | 0.22451 | 554.603 | 45.7831 | 0 | 588.379 | 587.682 | 145476 | 54.4986 | 145834 | 129427 | 128312 | 128312 | 126515 | 126282 | 1508.83 | 0 | 0 | 303.723 | 0 | 125979 | 950 | 123898 | 123279.0078
7958 | 1980-11-28 13:00 | 501 | 915 | 49 | 26.8 | 5 | -9900 | 29.4541 | 210.427 | 56.7211 | 0 |  | 501 | 504.279 | 52.5413 | 0.19065 | 443.82 | 49.1309 | 0.19065 | 425.641 | 47.0053 | 0 | 463.194 | 462.55 | 114509 | 48.9814 | 114418 | 103241 | 102605 | 102605 | 101168 | 101006 | 1478.08 | 0 | 0 | 206.78 | 0 | 100799 | 950 | 99127.8 | 98632.125
7959 | 1980-11-28 14:00 | 355 | 799 | 56 | 26.5 | 4.3 | -9900 | 21.8492 | 223.425 | 64.5188 | 0 |  | 355 | 345.512 | 60.4476 | 0.13509 | 270.424 | 56.4986 | 0.13509 | 252.297 | 54.0545 | 0 | 300.225 | 300.256 | 74343.4 | 41.3647 | 73600.8 | 68376.6 | 67739 | 67739 | 64619.4 | 64528 | 1414.12 | 0 | 0 | -285.819 | 0 | 64813.8 | 946.485 | 63581.4 | 63263.5195
7960 | 1980-11-28 15:00 | 181 | 616 | 47 | 26.1 | 3.6 | -9900 | 12.3447 | 234.127 | 74.32 | 0 |  | 181 | 169.305 | 52.11 | 0.068876 | 101.247 | 48.6591 | 0.068876 | 86.5842 | 46.5546 | 0 | 130.476 | 130.34 | 32270 | 32.7615 | 30978.5 | 29846.4 | 29619.2 | 29619.2 | 29204.5 | 29191 | 1535.27 | 0 | 0 | 19.6333 | 0 | 29171.4 | 950 | 28429.2 | 28287.041
7961 | 1980-11-28 16:00 | 27 | 140 | 12 | 24.4 | 2.9 | -9900 | 1.5699 | 243.068 | 85.4244 | 0 |  | 27 | 13.7454 | 11.949 | 0.010274 | 6.4234 | 11.1262 | 0.010274 | 2.7042 | 10.6453 | 0 | 13.0825 | 13.0569 | 3232.95 | 25.0889 | 2271 | 2269.02 | 2248.38 | 2248.38 | 2216.9 | 2216.83 | 1487.29 | 0 | 0 | 0.10252 | 0 | 2216.72 | 950 | 2106.79 | 2096.2573
7962 | 1980-11-28 17:00 | 0 | 0 | 0 | 22.8 | 2.2 | -9900
7963 | 1980-11-28 18:00 | 0 | 0 | 0 | 21.1 | 1.5 | -9900
7964 | 1980-11-28 19:00 | 0 | 0 | 0 | 20 | 2.2 | -9900
7965 | 1980-11-28 20:00 | 0 | 0 | 0 | 18.9 | 2.9 | -9900
7966 | 1980-11-28 21:00 | 0 | 0 | 0 | 17.8 | 3.6 | -9900
7967 | 1980-11-28 22:00 | 0 | 0 | 0 | 16.7 | 2.4 | -9900
7968 | 1980-11-28 23:00 | 0 | 0 | 0 | 15.5 | 1.2 | -9900
7969 | 1980-11-29 | 0 | 0 | 0 | 14.4 | 0 | -9900
7970 | 1980-11-29 01:00 | 0 | 0 | 0 | 13.7 | 0 | -9900
7971 | 1980-11-29 02:00 | 0 | 0 | 0 | 12.9 | 0 | -9900
7972 | 1980-11-29 03:00 | 0 | 0 | 0 | 12.2 | 0 | -9900
7973 | 1980-11-29 04:00 | 0 | 0 | 0 | 12.4 | 0 | -9900
7974 | 1980-11-29 05:00 | 0 | 0 | 0 | 12.6 | 0 | -9900
7975 | 1980-11-29 06:00 | 11 | 14 | 10 | 12.8 | 0 | -9900 | -1.1429 | 115.106 | 89.1305 | 0 |  | 11 | 0.17435 | 10.4043 | 0.0041858 | 0 | 9.7279 | 0 | 0 | 9.3071 | 0 | 9.1209 | 9.1177 | 2257.25 | 13.3489 | 1373.13 | 1408.48 | 1399.04 | 1399.04 | 1379.46 | 1379.43 | 1501.55 | 0 | 0 | 0.039115 | 0 | 1379.39 | 950 | 1309.59 | 1303.041
7976 | 1980-11-29 07:00 | 93 | 95 | 77 | 15.4 | 0 | -9900 | 9.843 | 123.726 | 79.4912 | 0 |  | 93 | 17.0489 | 77.7378 | 0.035389 | 16.1646 | 72.8666 | 0.035389 | 12.6074 | 69.7125 | 0 | 80.6735 | 80.6403 | 19962.9 | 20.2549 | 18545.5 | 18866.3 | 18790 | 18790 | 18527 | 18522.2 | 1546.97 | 0 | 0 | 7.5978 | 0 | 18514.6 | 950 | 17830.5 | 17741.2988
7977 | 1980-11-29 08:00 | 276 | 361 | 154 | 18 | 0 | -9900 | 19.6721 | 133.965 | 69.0159 | 0 |  | 276 | 129.634 | 156.925 | 0.10503 | 115.734 | 146.996 | 0.10503 | 105.592 | 140.634 | 0 | 241.302 | 241.074 | 59677.9 | 32.5139 | 58605.2 | 56816.2 | 56618.4 | 56618.4 | 55825.8 | 55779.5 | 1497.91 | 0 | 0 | 66.784 | 0 | 55712.7 | 949.999 | 54513.1 | 54240.5273
7978 | 1980-11-29 09:00 | 381 | 402 | 193 | 20.6 | 0 | -9900 | 27.7641 | 146.382 | 60.1891 | 0 |  | 381 | 200.451 | 197.437 | 0.14498 | 147.797 | 184.855 | 0.14498 | 140.688 | 176.855 | 0 | 311.192 | 311.522 | 77125 | 39.3552 | 76348.3 | 71699.9 | 71545.7 | 71545.7 | 70544.1 | 70464 | 1493.1 | 0 | 0 | 102.749 | 0 | 70361.3 | 949.999 | 69067.1 | 68721.7656
7979 | 1980-11-29 10:00 | 557 | 830 | 99 | 21.5 | 1.2 | -9900 | 33.3486 | 161.236 | 53.8433 | 0 |  | 557 | 491.243 | 104.658 | 0.21196 | 404.565 | 97.9917 | 0.21196 | 390.797 | 93.751 | 0 | 474.857 | 474.566 | 117479 | 48.5531 | 117425 | 105287 | 105083 | 105083 | 100708 | 100504 | 1414.12 | 0 | 0 | -651.531 | 0 | 101155 | 943.679 | 99434.6 | 98937.4531
7980 | 1980-11-29 11:00 | 585 | 808 | 113 | 22.4 | 2.4 | -9900 | 35.6352 | 177.94 | 50.9189 | 0 |  | 585 | 510.561 | 119.799 | 0.22261 | 470.258 | 112.116 | 0.22261 | 456.53 | 107.265 | 0 | 552.519 | 551.872 | 136622 | 52.1883 | 136840 | 122101 | 121298 | 121298 | 119599 | 119381 | 1468.71 | 0 | 0 | 264.466 | 0 | 119116 | 950 | 117141 | 116555.1172
7981 | 1980-11-29 12:00 | 567 | 836 | 95 | 23.3 | 3.6 | -9900 | 34.2124 | 194.871 | 51.9912 | 0 |  | 567 | 516.843 | 101.719 | 0.21576 | 497.895 | 95.1571 | 0.21576 | 482.36 | 91.0399 | 0 | 561.932 | 561.307 | 138947 | 51.9877 | 139201 | 124857 | 124001 | 124001 | 122265 | 122052 | 1518.1 | 0 | 0 | 291.282 | 0 | 121761 | 950 | 119755 | 119156.4375
7982 | 1980-11-29 13:00 | 466 | 740 | 102 | 22.8 | 3.3 | -9900 | 29.3432 | 210.255 | 56.8304 | 0 |  | 466 | 406.314 | 110.002 | 0.17733 | 357.717 | 102.857 | 0.17733 | 342.971 | 98.4071 | 0 | 432.551 | 432.292 | 107017 | 45.1975 | 106762 | 98052.9 | 97532.7 | 97532.7 | 96167.2 | 96026.3 | 1496.6 | 0 | 0 | 190.594 | 0 | 95835.7 | 950 | 94256.4 | 93785.0938
7983 | 1980-11-29 14:00 | 291 | 491 | 107 | 22.2 | 2.9 | -9900 | 21.7697 | 223.243 | 64.5939 | 0 |  | 291 | 212.775 | 114.169 | 0.11073 | 166.6 | 106.707 | 0.11073 | 155.381 | 102.091 | 0 | 252.323 | 252.168 | 62433.9 | 35.5051 | 61430.3 | 58714 | 58306.7 | 58306.7 | 57490.4 | 57421 | 1386.67 | 0 | 0 | 47.953 | 0 | 57373.1 | 950 | 56163.1 | 55882.2695
7984 | 1980-11-29 15:00 | 148 | 293 | 85 | 21.7 | 2.6 | -9900 | 12.2918 | 233.945 | 74.3664 | 0 |  | 148 | 79.7049 | 91.771 | 0.056319 | 47.5904 | 85.7135 | 0.056319 | 40.6777 | 82.0061 | 0 | 120.23 | 120.107 | 29735.5 | 28.1243 | 28344.4 | 27947.4 | 27818.1 | 27818.1 | 27428.6 | 27418.7 | 1567.85 | 0 | 0 | 16.2348 | 0 | 27402.5 | 950 | 26629.7 | 26496.584
7985 | 1980-11-29 16:00 | 15 | 17 | 13 | 20.4 | 2.8 | -9900 | 1.5382 | 242.885 | 85.447 | 0 |  | 15 | 1.8237 | 12.8764 | 0.0057079 | 0.85387 | 12.0243 | 0.0057079 | 0.35717 | 11.5043 | 0 | 11.6242 | 11.6184 | 2876.41 | 21.0158 | 1933.52 | 1955.43 | 1944.49 | 1944.49 | 1917.27 | 1917.22 | 1537.22 | 0 | 0 | 0.076865 | 0 | 1917.15 | 950 | 1820.95 | 1811.8497
7986 | 1980-11-29 17:00 | 0 | 0 | 0 | 19.1 | 2.9 | -9900
7987 | 1980-11-29 18:00 | 0 | 0 | 0 | 17.8 | 3.1 | -9900
7988 | 1980-11-29 19:00 | 0 | 0 | 0 | 16.9 | 3.1 | -9900
7989 | 1980-11-29 20:00 | 0 | 0 | 0 | 15.9 | 3.1 | -9900
7990 | 1980-11-29 21:00 | 0 | 0 | 0 | 15 | 3.1 | -9900
7991 | 1980-11-29 22:00 | 0 | 0 | 0 | 15 | 2.8 | -9900
7992 | 1980-11-29 23:00 | 0 | 0 | 0 | 15 | 2.4 | -9900
7993 | 1980-11-30 | 0 | 0 | 0 | 15 | 2.1 | -9900
7994 | 1980-11-30 01:00 | 0 | 0 | 0 | 14.8 | 2.3 | -9900
7995 | 1980-11-30 02:00 | 0 | 0 | 0 | 14.6 | 2.4 | -9900
7996 | 1980-11-30 03:00 | 0 | 0 | 0 | 14.4 | 2.6 | -9900
7997 | 1980-11-30 04:00 | 0 | 0 | 0 | 13.7 | 2.6 | -9900
7998 | 1980-11-30 05:00 | 0 | 0 | 0 | 12.9 | 2.6 | -9900
7999 | 1980-11-30 06:00 | 3 | 0 | 3 | 12.2 | 2.6 | -9900 | -1.3048 | 115.191 | 89.1953 | 0 |  | 3 | 0 | 3.1171 | 0.0011416 | 0 | 2.9142 | 0 | 0 | 2.7881 | 0 | 2.7324 | 2.7312 | 676.139 | 12.3461 | 151.566 | 150.419 | 150.366 | 150.366 | 148.261 | 148.261 | 1423.62 | 0 | 0 | 0.00040877 | 0 | 148.261 | 950 | 140.617 | 139.9134
8000 | 1980-11-30 07:00 | 50 | 0 | 50 | 12.9 | 2.2 | -9900 | 9.6729 | 123.794 | 79.6563 | 0 |  | 50 | 0 | 49.6609 | 0.019026 | 0 | 46.4609 | 0.019026 | 0 | 44.4506 | 0 | 43.5616 | 43.5378 | 10778.3 | 15.2715 | 9474.61 | 9818.98 | 9773.81 | 9773.81 | 9636.98 | 9635.75 | 1546.33 | 0 | 0 | 2.0104 | 0 | 9633.74 | 950 | 9207.7 | 9161.6611
8001 | 1980-11-30 08:00 | 111 | 6 | 109 | 13.7 | 1.9 | -9900 | 19.4945 | 134.008 | 69.1903 | 0 |  | 111 | 2.1267 | 108.486 | 0.042239 | 1.8985 | 101.493 | 0.042239 | 1.7301 | 97.1014 | 0 | 96.8549 | 96.8107 | 23966.7 | 19.0458 | 22534.5 | 23034.9 | 22956.3 | 22956.3 | 22634.9 | 22628.3 | 1566.78 | 0 | 0 | 11.2524 | 0 | 22617 | 950 | 21844.5 | 21735.3008
8002 | 1980-11-30 09:00 | 337 | 338 | 180 | 14.4 | 1.5 | -9900 | 27.5821 | 146.391 | 60.37 | 0 |  | 337 | 167.486 | 184.158 | 0.12824 | 123.514 | 172.42 | 0.12824 | 117.507 | 164.959 | 0 | 276.817 | 276.688 | 68500.7 | 29.959 | 67580.3 | 65952.1 | 65802.6 | 65802.6 | 64881.4 | 64814.6 | 1492.83 | 0 | 0 | 87.3768 | 0 | 64727.2 | 949.999 | 63463.7 | 63146.4219
8003 | 1980-11-30 10:00 | 326 | 14 | 318 | 15.5 | 2 | -9900 | 33.17 | 161.195 | 54.0233 | 0 |  | 326 | 8.5844 | 320.067 | 0.12405 | 7.0702 | 299.465 | 0.12405 | 6.8271 | 286.507 | 0 | 287.467 | 287.248 | 71111.6 | 31.2895 | 70200 | 68535.1 | 68367.1 | 68367.1 | 67410 | 67351 | 1561.77 | 0 | 0 | 98.3814 | 0 | 67252.6 | 949.999 | 65915.7 | 65586.125
8004 | 1980-11-30 11:00 | 497 | 325 | 308 | 16.7 | 2.6 | -9900 | 35.4717 | 177.842 | 51.0849 | 0 |  | 497 | 204.525 | 317.704 | 0.18912 | 188.384 | 297.279 | 0.18912 | 182.831 | 284.416 | 0 | 457.902 | 457.567 | 113275 | 41.1743 | 113094 | 106104 | 105669 | 105669 | 104189 | 104039 | 1514.12 | 0 | 0 | 218.807 | 0 | 103820 | 950 | 102113 | 101602.5703
8005 | 1980-11-30 12:00 | 560 | 743 | 142 | 17.8 | 3.1 | -9900 | 34.0759 | 194.726 | 52.1289 | 0 |  | 560 | 457.909 | 151.16 | 0.2131 | 441.125 | 141.409 | 0.2131 | 427.251 | 135.29 | 0 | 551.29 | 550.742 | 136335 | 46.5955 | 136544 | 125307 | 124493 | 124493 | 122751 | 122538 | 1519.84 | 0 | 0 | 296.313 | 0 | 122242 | 950 | 120230 | 119629.1406
8006 | 1980-11-30 13:00 | 458 | 683 | 123 | 17.6 | 3.3 | -9900 | 29.2393 | 210.085 | 56.9328 | 0 |  | 458 | 374.128 | 131.844 | 0.17428 | 329.577 | 123.283 | 0.17428 | 315.911 | 117.949 | 0 | 425.183 | 425.219 | 105266 | 39.6311 | 104973 | 98681.6 | 98141.7 | 98141.7 | 96767.3 | 96627.4 | 1493.19 | 0 | 0 | 190.736 | 0 | 96436.6 | 949.999 | 94856.2 | 94381.8828
8007 | 1980-11-30 14:00 | 340 | 661 | 94 | 17.4 | 3.4 | -9900 | 21.6969 | 223.065 | 64.6625 | 0 |  | 340 | 284.66 | 101.78 | 0.12938 | 223.046 | 95.119 | 0.12938 | 207.963 | 91.0043 | 0 | 292.988 | 292.625 | 72452.1 | 32.4924 | 71626.6 | 69107.1 | 68600.7 | 68600.7 | 67260.7 | 67165 | 1389.03 | 0 | 0 | -145.607 | 0 | 67310.6 | 949.407 | 66008.1 | 65678.1094
8008 | 1980-11-30 15:00 | 167 | 455 | 69 | 17.2 | 3.6 | -9900 | 12.2452 | 233.766 | 74.4068 | 0 |  | 167 | 124.137 | 75.3667 | 0.063548 | 74.1343 | 70.3864 | 0.063548 | 63.3323 | 67.342 | 0 | 128.061 | 127.721 | 31620.7 | 23.7276 | 30270.5 | 30286.2 | 30117 | 30117 | 29695.3 | 29682.7 | 1547.16 | 0 | 0 | 19.3228 | 0 | 29663.4 | 950 | 28886.7 | 28742.2695
8009 | 1980-11-30 16:00 | 23 | 64 | 16 | 16.8 | 3.4 | -9900 | 1.5124 | 242.707 | 85.4643 | 0 |  | 23 | 6.3589 | 15.8153 | 0.0087522 | 2.9781 | 14.7383 | 0.0087522 | 1.2412 | 14.1011 | 0 | 15.0355 | 15.0341 | 3722.2 | 17.5754 | 2715.63 | 2779.88 | 2759.31 | 2759.31 | 2720.68 | 2720.58 | 1500.17 | 0 | 0 | 0.14515 | 0 | 2720.43 | 950 | 2585.86 | 2572.9353
8010 | 1980-11-30 17:00 | 0 | 0 | 0 | 16.5 | 3.3 | -9900
8011 | 1980-11-30 18:00 | 0 | 0 | 0 | 16.1 | 3.1 | -9900
8012 | 1980-11-30 19:00 | 0 | 0 | 0 | 16.1 | 3.1 | -9900
8013 | 1980-11-30 20:00 | 0 | 0 | 0 | 16.1 | 3.1 | -9900
8014 | 1980-11-30 21:00 | 0 | 0 | 0 | 15.3 | 2.7 | -9900
8015 | 1980-11-30 22:00 | 0 | 0 | 0 | 14.5 | 2.2 | -9900
8016 | 1980-11-30 23:00 | 0 | 0 | 0 | 13.7 | 1.8 | -9900
8017 | 1997-12-01 | 0 | 0 | 0 | 13 | 1.3 | 0.17
8018 | 1997-12-01 01:00 | 0 | 0 | 0 | 12.2 | 0.9 | 0.17
8019 | 1997-12-01 02:00 | 0 | 0 | 0 | 11.4 | 0.4 | 0.17
8020 | 1997-12-01 03:00 | 0 | 0 | 0 | 10.6 | 0 | 0.17
8021 | 1997-12-01 04:00 | 0 | 0 | 0 | 10 | 1.5 | 0.17
8022 | 1997-12-01 05:00 | 0 | 0 | 0 | 10.6 | 0 | 0.17
8023 | 1997-12-01 06:00 | 4 | 11 | 3 | 10 | 0 | 0.17 | -1.4373 | 115.262 | 89.2406 | 0 |  | 4 | 0.15229 | 2.7278 | 0.0015221 | 0 | 2.5531 | 0 | 0 | 2.4426 | 0 | 2.3938 | 2.3922 | 592.22 | 10.144 | 116.686 | 115.648 | 115.6 | 115.6 | 113.981 | 113.981 | 1368.5 | 0 | 0 | 0.00023977 | 0 | 113.981 | 950 | 108.101 | 107.5607
8024 | 1997-12-01 07:00 | 102 | 347 | 45 | 11.7 | 0 | 0.17 | 9.5337 | 123.85 | 79.7914 | 0 |  | 102 | 60.9166 | 46.7751 | 0.038814 | 57.7008 | 43.9306 | 0.038814 | 44.563 | 42.0282 | 0 | 84.8594 | 84.823 | 20997 | 16.8068 | 19598.3 | 20160.9 | 20028.8 | 20028.8 | 19748.4 | 19741.9 | 1482.68 | 0 | 0 | 8.9613 | 0 | 19733 | 950 | 19044.9 | 18949.6992
8025 | 1997-12-01 08:00 | 215 | 342 | 102 | 13.3 | 0 | 0.17 | 19.3488 | 134.046 | 69.3331 | 0 |  | 215 | 120.236 | 105.232 | 0.081814 | 107.32 | 98.6199 | 0.081814 | 97.7031 | 94.3512 | 0 | 188.213 | 187.938 | 46523.7 | 24.6148 | 45279.9 | 45224.1 | 45050.5 | 45050.5 | 44419.8 | 44389.5 | 1483.39 | 0 | 0 | 42.0586 | 0 | 44347.5 | 950 | 43305.9 | 43089.3633
8026 | 1997-12-01 09:00 | 313 | 301 | 175 | 15.6 | 2.1 | 0.17 | 27.4326 | 146.4 | 60.5185 | 0 |  | 313 | 147.281 | 179.057 | 0.11911 | 108.453 | 167.645 | 0.11911 | 103.136 | 160.39 | 0 | 258.255 | 258.322 | 63953.1 | 29.735 | 62959.2 | 61552.7 | 61415.8 | 61415.8 | 60556 | 60499.9 | 1512.93 | 0 | 0 | 77.429 | 0 | 60422.4 | 949.999 | 59182.6 | 58886.7266
8027 | 1997-12-01 10:00 | 463 | 483 | 201 | 16.1 | 3.1 | 0.17 | 33.0228 | 161.164 | 54.1715 | 0 |  | 463 | 281.244 | 208.696 | 0.17619 | 231.647 | 195.369 | 0.17619 | 223.612 | 186.915 | 0 | 402.316 | 401.875 | 99485.3 | 37.1119 | 99084.8 | 94004.4 | 93800.4 | 93800.4 | 92357.7 | 92195.9 | 1414.72 | 0 | 0 | 35.3139 | 0 | 92160.6 | 950 | 90580.7 | 90127.7656
8028 | 1997-12-01 11:00 | 546 | 514 | 249 | 16.7 | 5.2 | 0.17 | 35.3366 | 177.764 | 51.222 | 0 |  | 546 | 321.508 | 258.967 | 0.20777 | 296.139 | 242.335 | 0.20777 | 287.341 | 231.849 | 0 | 508.805 | 508.589 | 125907 | 40.8683 | 125941 | 118171 | 117569 | 117569 | 115923 | 115729 | 1492.47 | 0 | 0 | 263.115 | 0 | 115466 | 950 | 113564 | 112996.375
8029 | 1997-12-01 12:00 | 428 | 441 | 182 | 16.7 | 4.6 | 0.17 | 33.9626 | 194.609 | 52.2433 | 0 |  | 428 | 269.584 | 191.185 | 0.16287 | 259.704 | 178.846 | 0.16287 | 251.481 | 171.108 | 0 | 414.137 | 413.819 | 102441 | 36.909 | 102075 | 97457.7 | 96918.9 | 96918.9 | 95561.2 | 95435.8 | 1529.88 | 0 | 0 | 183.825 | 0 | 95252 | 950 | 93681.4 | 93213.0312
8030 | 1997-12-01 13:00 | 428 | 590 | 141 | 17.2 | 3.6 | 0.17 | 29.1524 | 209.946 | 57.0185 | 0 |  | 428 | 320.655 | 150.337 | 0.16287 | 282.633 | 140.577 | 0.16287 | 270.855 | 134.495 | 0 | 397.244 | 396.792 | 98228.3 | 37.4795 | 97805 | 92858.7 | 92387.6 | 92387.6 | 91094.2 | 90974.6 | 1511.13 | 0 | 0 | 174.87 | 0 | 90799.8 | 950 | 89303.8 | 88857.2422
8031 | 1997-12-01 14:00 | 275 | 458 | 106 | 17.2 | 3.6 | 0.17 | 21.6354 | 222.919 | 64.7206 | 0 |  | 275 | 195.669 | 113.151 | 0.10465 | 153.376 | 105.756 | 0.10465 | 142.967 | 101.182 | 0 | 239.266 | 239.217 | 59226.8 | 29.4261 | 58172.1 | 56955.5 | 56596.7 | 56596.7 | 55804.3 | 55742.4 | 1407.1 | 0 | 0 | 48.8735 | 0 | 55693.6 | 950 | 54501.9 | 54229.3516
8032 | 1997-12-01 15:00 | 144 | 406 | 58 | 17.2 | 2.1 | 0.17 | 12.2053 | 233.62 | 74.4416 | 0 |  | 144 | 109.05 | 64.2048 | 0.054796 | 65.134 | 59.9509 | 0.054796 | 55.6177 | 57.3579 | 0 | 110.716 | 110.498 | 27356.9 | 23.2463 | 25987.3 | 26050.2 | 25894.9 | 25894.9 | 25532.4 | 25523 | 1544.57 | 0 | 0 | 14.3987 | 0 | 25508.6 | 950 | 24793.9 | 24669.9531
8033 | 1997-12-01 16:00 | 14 | 48 | 11 | 16.7 | 0 | 0.17 | 1.4896 | 242.56 | 85.48 | 0 |  | 14 | 2.7158 | 10.8882 | 0.0053274 | 1.2721 | 10.1584 | 0.0053274 | 0.52846 | 9.7191 | 0 | 10.0426 | 10.0349 | 2484.43 | 17.3042 | 1578.33 | 1608.65 | 1598.17 | 1598.17 | 1575.8 | 1575.76 | 1503.49 | 0 | 0 | 0.049237 | 0 | 1575.72 | 950 | 1496.27 | 1488.7904
8034 | 1997-12-01 17:00 | 0 | 0 | 0 | 16.7 | 1.5 | 0.17
8035 | 1997-12-01 18:00 | 0 | 0 | 0 | 15.6 | 1.5 | 0.17
8036 | 1997-12-01 19:00 | 0 | 0 | 0 | 15.6 | 1.5 | 0.17
8037 | 1997-12-01 20:00 | 0 | 0 | 0 | 14.4 | 0 | 0.17
8038 | 1997-12-01 21:00 | 0 | 0 | 0 | 14.4 | 2.1 | 0.17
8039 | 1997-12-01 22:00 | 0 | 0 | 0 | 13.9 | 2.1 | 0.17
8040 | 1997-12-01 23:00 | 0 | 0 | 0 | 13.3 | 2.1 | 0.17
8041 | 1997-12-02 | 0 | 0 | 0 | 13.9 | 1.5 | 0.17
8042 | 1997-12-02 01:00 | 0 | 0 | 0 | 12.8 | 1.5 | 0.17
8043 | 1997-12-02 02:00 | 0 | 0 | 0 | 12.8 | 0 | 0.17
8044 | 1997-12-02 03:00 | 0 | 0 | 0 | 12.8 | 1.5 | 0.17
8045 | 1997-12-02 04:00 | 0 | 0 | 0 | 12.2 | 1.5 | 0.17
8046 | 1997-12-02 05:00 | 0 | 0 | 0 | 13.3 | 2.1 | 0.17
8047 | 1997-12-02 06:00 | 3 | 4 | 3 | 12.8 | 0 | 0.17 | -1.5953 | 115.333 | 89.295 | 0 |  | 3 | 0 | 3.1214 | 0.0011416 | 0 | 2.9184 | 0 | 0 | 2.7921 | 0 | 2.7363 | 2.7353 | 677.17 | 12.9647 | 152.033 | 150.938 | 150.889 | 150.889 | 148.777 | 148.776 | 1434.04 | 0 | 0 | 0.00042605 | 0 | 148.776 | 950 | 141.105 | 140.3998
8048 | 1997-12-02 07:00 | 80 | 79 | 67 | 14.4 | 2.6 | 0.17 | 9.3689 | 123.905 | 79.952 | 0 |  | 80 | 13.9151 | 67.6324 | 0.030442 | 13.1627 | 63.3884 | 0.030442 | 10.1104 | 60.6446 | 0 | 69.3399 | 69.3032 | 17156.5 | 18.1069 | 15757.6 | 16160.7 | 16094.6 | 16094.6 | 15869.3 | 15865.8 | 1548.8 | 0 | 0 | 5.5761 | 0 | 15860.3 | 950 | 15240.8 | 15164.6025
8049 | 1997-12-02 08:00 | 138 | 42 | 124 | 15.6 | 3.1 | 0.17 | 19.1783 | 134.077 | 69.5012 | 0 |  | 138 | 14.9069 | 125.133 | 0.052513 | 13.2753 | 117.036 | 0.052513 | 12.072 | 111.972 | 0 | 121.563 | 121.538 | 30087.7 | 21.9546 | 28672.7 | 28991.7 | 28895.7 | 28895.7 | 28491.2 | 28480.3 | 1543.26 | 0 | 0 | 17.4829 | 0 | 28462.8 | 950 | 27622 | 27483.9102
8050 | 1997-12-02 09:00 | 276 | 145 | 210 | 16.7 | 3.1 | 0.17 | 27.2598 | 146.397 | 60.691 | 0 |  | 276 | 70.4734 | 213.306 | 0.10503 | 51.8473 | 199.676 | 0.10503 | 49.2798 | 191.035 | 0 | 235.509 | 235.465 | 58293.2 | 29.0112 | 57193.9 | 56239.1 | 56093.4 | 56093.4 | 55308.1 | 55265 | 1539.38 | 0 | 0 | 65.0603 | 0 | 55199.9 | 950 | 54020.2 | 53750.0898
8051 | 1997-12-02 10:00 | 362 | 313 | 192 | 17.8 | 1.5 | 0.17 | 32.8553 | 161.114 | 54.3409 | 0 |  | 362 | 182.56 | 197.253 | 0.13775 | 149.634 | 184.621 | 0.13775 | 144.395 | 176.632 | 0 | 314.606 | 314.426 | 77838.7 | 35.4812 | 77061.4 | 73735.8 | 73409.4 | 73409.4 | 72381.5 | 72285.3 | 1414.22 | 0 | 0 | 87.1397 | 0 | 72198.2 | 949.999 | 70861.7 | 70507.3828
8052 | 1997-12-02 11:00 | 573 | 696 | 173 | 18.3 | 3.6 | 0.17 | 35.1859 | 177.661 | 51.3754 | 0 |  | 573 | 433.17 | 182.145 | 0.21804 | 398.998 | 170.462 | 0.21804 | 387.038 | 163.086 | 0 | 539.121 | 538.628 | 133343 | 45.8286 | 133501 | 122551 | 121831 | 121831 | 120125 | 119915 | 1498.16 | 0 | 0 | 277.035 | 0 | 119638 | 950 | 117663 | 117074.8828
8053 | 1997-12-02 12:00 | 468 | 438 | 224 | 18.9 | 3.6 | 0.17 | 33.8394 | 194.464 | 52.3678 | 0 |  | 468 | 267.495 | 234.373 | 0.17809 | 257.694 | 219.245 | 0.17809 | 249.476 | 209.759 | 0 | 450.05 | 449.825 | 111353 | 41.89 | 111141 | 104060 | 103518 | 103518 | 102069 | 101928 | 1535.29 | 0 | 0 | 212.104 | 0 | 101716 | 950 | 100061 | 99560.5781
8054 | 1997-12-02 13:00 | 406 | 577 | 127 | 18.3 | 3.6 | 0.17 | 29.0615 | 209.779 | 57.1079 | 0 |  | 406 | 311.854 | 135.983 | 0.15449 | 275.106 | 127.155 | 0.15449 | 263.582 | 121.654 | 0 | 377.531 | 377.229 | 93386.2 | 37.5797 | 92881.9 | 88141.8 | 87713.7 | 87713.7 | 86485.2 | 86378.4 | 1524.22 | 0 | 0 | 157.805 | 0 | 86220.6 | 950 | 84777.1 | 84353.2188
8055 | 1997-12-02 14:00 | 302 | 531 | 107 | 18.9 | 4.1 | 0.17 | 21.575 | 222.746 | 64.7769 | 0 |  | 302 | 225.903 | 114.212 | 0.11492 | 177.09 | 106.748 | 0.11492 | 165.03 | 102.13 | 0 | 261.818 | 261.458 | 64734.6 | 31.9622 | 63768.3 | 61796.5 | 61390.8 | 61390.8 | 60531.3 | 60455.6 | 1391.44 | 0 | 0 | 54.6903 | 0 | 60400.9 | 950 | 59153.2 | 58857.4062
8056 | 1997-12-02 15:00 | 142 | 390 | 60 | 17.8 | 3.1 | 0.17 | 12.1704 | 233.448 | 74.4705 | 0 |  | 142 | 104.082 | 65.5384 | 0.054035 | 62.1807 | 61.2047 | 0.054035 | 53.0764 | 58.5575 | 0 | 109.401 | 109.23 | 27042.6 | 23.5111 | 25668.3 | 25714.4 | 25563.2 | 25563.2 | 25205.3 | 25196.2 | 1544.71 | 0 | 0 | 13.9042 | 0 | 25182.3 | 950 | 24465.3 | 24342.9492
8057 | 1997-12-02 16:00 | 16 | 61 | 12 | 17.8 | 2.6 | 0.17 | 1.4749 | 242.389 | 85.4873 | 0 |  | 16 | 3.6153 | 11.8693 | 0.0060885 | 1.6979 | 11.0732 | 0.0060885 | 0.70314 | 10.5944 | 0 | 11.0715 | 11.0666 | 2739.84 | 18.3919 | 1810.19 | 1842.81 | 1831.43 | 1831.43 | 1805.79 | 1805.75 | 1467.2 | 0 | 0 | 0.061934 | 0 | 1805.69 | 950 | 1715 | 1706.4236
8058 | 1997-12-02 17:00 | 0 | 0 | 0 | 17.2 | 2.6 | 0.17
8059 | 1997-12-02 18:00 | 0 | 0 | 0 | 16.7 | 0 | 0.17
8060 | 1997-12-02 19:00 | 0 | 0 | 0 | 16.1 | 0 | 0.17
8061 | 1997-12-02 20:00 | 0 | 0 | 0 | 15.6 | 0 | 0.17
8062 | 1997-12-02 21:00 | 0 | 0 | 0 | 15 | 0 | 0.17
8063 | 1997-12-02 22:00 | 0 | 0 | 0 | 14.4 | 1.5 | 0.17
8064 | 1997-12-02 23:00 | 0 | 0 | 0 | 13.9 | 0 | 0.17
8065 | 1997-12-03 | 0 | 0 | 0 | 13.3 | 0 | 0.17
8066 | 1997-12-03 01:00 | 0 | 0 | 0 | 12.8 | 0 | 0.17
8067 | 1997-12-03 02:00 | 0 | 0 | 0 | 12.8 | 0 | 0.17
8068 | 1997-12-03 03:00 | 0 | 0 | 0 | 12.8 | 0 | 0.17
8069 | 1997-12-03 04:00 | 0 | 0 | 0 | 11.1 | 0 | 0.17
8070 | 1997-12-03 05:00 | 0 | 0 | 0 | 11.7 | 0 | 0.17
8071 | 1997-12-03 06:00 | 6 | 112 | 2 | 11.7 | 1.5 | 0.17 | -1.7511 | 115.398 | 89.3487 | 0 |  | 6 | 0.5225 | 1.3792 | 0.0022832 | 0 | 1.2937 | 0 | 0 | 1.2377 | 0 | 1.2129 | 1.2125 | 300.164 | 11.7682 | 30.6629 | 30.4201 | 30.0148 | 30.0148 | 29.5945 | 29.5945 | 1330.75 | 0 | 0 | 1.6911e-05 | 0 | 29.5945 | 950 | 28.066 | 27.9256
8072 | 1997-12-03 07:00 | 120 | 587 | 26 | 12.8 | 0 | 0.17 | 9.2072 | 123.952 | 80.1102 | 0 |  | 120 | 100.774 | 27.3148 | 0.045664 | 95.3345 | 25.6449 | 0.045664 | 72.8115 | 24.5345 | 0 | 95.399 | 95.3429 | 23599.7 | 18.5401 | 22222.5 | 22679.7 | 22476 | 22476 | 22161.3 | 22152.1 | 1428.43 | 0 | 0 | 11.497 | 0 | 22140.6 | 950 | 21434.4 | 21327.1914
8073 | 1997-12-03 08:00 | 298 | 794 | 40 | 16.1 | 2.1 | 0.17 | 19.0117 | 134.102 | 69.6658 | 0 |  | 298 | 274.901 | 42.0537 | 0.1134 | 244.846 | 39.4108 | 0.1134 | 222.389 | 37.7049 | 0 | 254.892 | 254.746 | 63057 | 30.0394 | 62101.2 | 60529.8 | 60157 | 60157 | 58405.6 | 58346.2 | 1444.54 | 0 | 0 | 74.9732 | 0 | 58271.2 | 948.909 | 57039.8 | 56754.6016
8074 | 1997-12-03 09:00 | 451 | 882 | 51 | 17.2 | 1.5 | 0.17 | 27.092 | 146.388 | 60.8589 | 0 |  | 451 | 427.312 | 53.6881 | 0.17162 | 313.919 | 50.2804 | 0.17162 | 298.226 | 48.1043 | 0 | 339.404 | 339.396 | 84028.6 | 36.2853 | 83532 | 78175.8 | 77848 | 77848 | 75741.3 | 75627 | 1491.74 | 0 | 0 | 104.897 | 0 | 75522.1 | 949.999 | 74188.6 | 73817.6953
8075 | 1997-12-03 10:00 | 536 | 891 | 56 | 18.3 | 0 | 0.17 | 32.6938 | 161.06 | 54.5044 | 0 |  | 536 | 515.663 | 59.1103 | 0.20396 | 422.687 | 55.3346 | 0.20396 | 407.747 | 52.9401 | 0 | 451.474 | 451.285 | 111719 | 45.4696 | 111621 | 101010 | 100371 | 100371 | 95652.9 | 95456.8 | 1410.9 | 0 | 0 | 34.1736 | 665.251 | 94757.4 | 941.016 | 93107.8 | 92642.2734
8076 | 1997-12-03 11:00 | 592 | 900 | 77 | 19.4 | 2.6 | 0.17 | 35.042 | 177.556 | 51.5221 | 0 |  | 592 | 557.906 | 81.3092 | 0.22527 | 513.131 | 76.0872 | 0.22527 | 497.62 | 72.7949 | 0 | 559.007 | 558.53 | 138271 | 49.2746 | 138525 | 124973 | 124270 | 124270 | 122530 | 122297 | 1458.08 | 0 | 0 | 273.104 | 0 | 122024 | 950 | 119996 | 119396.1484
8077 | 1997-12-03 12:00 | 485 | 640 | 131 | 20 | 4.1 | 0.17 | 33.7235 | 194.319 | 52.4851 | 0 |  | 485 | 388.228 | 139.819 | 0.18456 | 374.006 | 130.802 | 0.18456 | 361.997 | 125.143 | 0 | 477.397 | 477.023 | 118083 | 43.8316 | 117995 | 109546 | 108856 | 108856 | 107332 | 107171 | 1514.98 | 0 | 0 | 226.306 | 0 | 106945 | 950 | 105208 | 104682.2969
8078 | 1997-12-03 13:00 | 458 | 782 | 80 | 19.4 | 3.1 | 0.17 | 28.9777 | 209.613 | 57.1903 | 0 |  | 458 | 422.685 | 86.4578 | 0.17428 | 372.683 | 80.8444 | 0.17428 | 356.996 | 77.3468 | 0 | 425.655 | 425.323 | 105291 | 41.6379 | 105018 | 97787.2 | 97059.9 | 97059.9 | 95700.8 | 95557.1 | 1484.99 | 0 | 0 | 182.286 | 0 | 95374.8 | 950 | 93801.3 | 93332.25
8079 | 1997-12-03 14:00 | 308 | 625 | 79 | 18.9 | 3.1 | 0.17 | 21.5214 | 222.576 | 64.8267 | 0 |  | 308 | 265.431 | 86.1771 | 0.1172 | 207.704 | 80.5345 | 0.1172 | 193.514 | 77.0507 | 0 | 265.154 | 265.214 | 65664.2 | 32.7666 | 64739.5 | 62404.8 | 62036.9 | 62036.9 | 60723.7 | 60645.2 | 1396.9 | 0 | 0 | -195.244 | 0 | 60840.4 | 948.398 | 59604.7 | 59306.668
8080 | 1997-12-03 15:00 | 171 | 670 | 30 | 18.3 | 3.1 | 0.17 | 12.1419 | 233.279 | 74.4933 | 0 |  | 171 | 179.129 | 33.3845 | 0.065071 | 107.04 | 31.1776 | 0.065071 | 91.3426 | 29.8291 | 0 | 118.748 | 118.623 | 29369.3 | 24.5022 | 28108.4 | 27909.2 | 27692.8 | 27692.8 | 27305.1 | 27292.6 | 1543.03 | 0 | 0 | 18.19 | 0 | 27274.4 | 950 | 26589.1 | 26456.1309
8081 | 1997-12-03 16:00 | 23 | 236 | 9 | 17.8 | 2.1 | 0.17 | 1.4661 | 242.223 | 85.4894 | 0 |  | 23 | 12.6477 | 8.9885 | 0.0087522 | 5.9459 | 8.369 | 0.0087522 | 2.462 | 8.0073 | 0 | 10.2599 | 10.2531 | 2538.81 | 18.361 | 1640.4 | 1667.66 | 1649.29 | 1649.29 | 1626.2 | 1626.16 | 1422.24 | 0 | 0 | 0.055274 | 0 | 1626.1 | 950 | 1544.79 | 1537.0699
8082 | 1997-12-03 17:00 | 0 | 0 | 0 | 17.2 | 0 | 0.17
8083 | 1997-12-03 18:00 | 0 | 0 | 0 | 16.7 | 1.5 | 0.17
8084 | 1997-12-03 19:00 | 0 | 0 | 0 | 16.1 | 1.5 | 0.17
8085 | 1997-12-03 20:00 | 0 | 0 | 0 | 15.6 | 2.1 | 0.17
8086 | 1997-12-03 21:00 | 0 | 0 | 0 | 15.6 | 4.6 | 0.17
8087 | 1997-12-03 22:00 | 0 | 0 | 0 | 15.6 | 3.1 | 0.17
8088 | 1997-12-03 23:00 | 0 | 0 | 0 | 14.4 | 0 | 0.17
8089 | 1997-12-04 | 0 | 0 | 0 | 12.8 | 1.5 | 0.17
8090 | 1997-12-04 01:00 | 0 | 0 | 0 | 11.7 | 0 | 0.17
8091 | 1997-12-04 02:00 | 0 | 0 | 0 | 12.2 | 0 | 0.17
8092 | 1997-12-04 03:00 | 0 | 0 | 0 | 13.3 | 0 | 0.17
8093 | 1997-12-04 04:00 | 0 | 0 | 0 | 13.3 | 3.1 | 0.17
8094 | 1997-12-04 05:00 | 0 | 0 | 0 | 14.4 | 5.2 | 0.17
8095 | 1997-12-04 06:00 | 4 | 27 | 3 | 13.9 | 2.1 | 0.17 | -1.9045 | 115.455 | 89.4017 | 0 |  | 4 | 0.11999 | 2.7232 | 0.0015221 | 0 | 2.5483 | 0 | 0 | 2.438 | 0 | 2.3893 | 2.3882 | 591.23 | 14.0307 | 116.249 | 115.487 | 115.43 | 115.43 | 113.814 | 113.814 | 1420.36 | 0 | 0 | 0.00024793 | 0 | 113.814 | 950 | 107.943 | 107.4029
8096 | 1997-12-04 07:00 | 103 | 386 | 42 | 15 | 2.1 | 0.17 | 9.0485 | 123.993 | 80.2658 | 0 |  | 103 | 65.4967 | 43.7427 | 0.039195 | 61.9791 | 41.0923 | 0.039195 | 47.0609 | 39.3128 | 0 | 84.6462 | 84.6721 | 20958.7 | 19.6331 | 19565.7 | 19918.5 | 19774.4 | 19774.4 | 19497.6 | 19491 | 1462.48 | 0 | 0 | 8.756 | 0 | 19482.3 | 950 | 18804.3 | 18710.2305
8097 | 1997-12-04 08:00 | 274 | 645 | 66 | 17.2 | 4.1 | 0.17 | 18.8491 | 134.119 | 69.8268 | 0 |  | 274 | 221.772 | 69.24 | 0.10426 | 197.552 | 64.9304 | 0.10426 | 179.223 | 62.1195 | 0 | 236.516 | 236.264 | 58483.6 | 29.0035 | 57432.9 | 56315 | 56012.4 | 56012.4 | 55064.1 | 55013.1 | 1449.83 | 0 | 0 | -0.86757 | 0 | 55014 | 950 | 53808.3 | 53539.2812
8098 | 1997-12-04 09:00 | 428 | 761 | 85 | 20 | 5.7 | 0.17 | 26.9292 | 146.373 | 61.022 | 0 |  | 428 | 366.584 | 89.4719 | 0.16287 | 268.917 | 83.8167 | 0.16287 | 255.35 | 80.189 | 0 | 328.828 | 329.117 | 81482.2 | 35.2879 | 80876.6 | 76612.8 | 76213.7 | 76213.7 | 74538.8 | 74434.2 | 1489.03 | 0 | 0 | 82.1122 | 0 | 74352.1 | 949.999 | 73029.5 | 72664.3438
8099 | 1997-12-04 10:00 | 533 | 815 | 96 | 21.1 | 5.7 | 0.17 | 32.5385 | 161 | 54.662 | 0 |  | 533 | 469.641 | 101.593 | 0.20282 | 384.988 | 95.1255 | 0.20282 | 371.256 | 91.0088 | 0 | 453.019 | 451.784 | 111842 | 42.086 | 111701 | 103268 | 102657 | 102657 | 98542.2 | 98341.7 | 1407.24 | 0 | 0 | -67.5288 | 0 | 98409.3 | 942.098 | 96723.4 | 96239.7969
8100 | 1997-12-04 11:00 | 576 | 833 | 101 | 21.7 | 4.1 | 0.17 | 34.905 | 177.449 | 51.662 | 0 |  | 576 | 514.746 | 107.449 | 0.21918 | 473.445 | 100.563 | 0.21918 | 459.017 | 96.2117 | 0 | 544.124 | 543.467 | 134542 | 48.8511 | 134733 | 121950 | 121294 | 121294 | 119595 | 119377 | 1474.35 | 0 | 0 | 264.962 | 0 | 119112 | 950 | 117135 | 116549.6406
8101 | 1997-12-04 12:00 | 553 | 823 | 98 | 21.7 | 3.6 | 0.17 | 33.6147 | 194.174 | 52.5953 | 0 |  | 553 | 499.164 | 104.871 | 0.21043 | 480.88 | 98.1077 | 0.21043 | 465.341 | 93.8628 | 0 | 548.02 | 547.578 | 135550 | 49.686 | 135752 | 122967 | 122138 | 122138 | 120427 | 120223 | 1518.79 | 0 | 0 | 282.532 | 0 | 119940 | 950 | 117971 | 117381.1953
8102 | 1997-12-04 13:00 | 466 | 781 | 89 | 21.1 | 4.6 | 0.17 | 28.901 | 209.45 | 57.2658 | 0 |  | 466 | 421.726 | 95.8511 | 0.17733 | 372.249 | 89.6289 | 0.17733 | 356.511 | 85.7512 | 0 | 433.417 | 433.147 | 107227 | 42.2529 | 106982 | 99454.3 | 98735.3 | 98735.3 | 97353 | 97206.8 | 1493.07 | 0 | 0 | 189.817 | 0 | 97017 | 950 | 95419.4 | 94942.2656
8103 | 1997-12-04 14:00 | 324 | 689 | 72 | 20.6 | 4.6 | 0.17 | 21.4744 | 222.409 | 64.8698 | 0 |  | 324 | 292.23 | 78.8139 | 0.12329 | 228.695 | 73.652 | 0.12329 | 213.031 | 70.466 | 0 | 277.827 | 277.707 | 68757.5 | 34.1619 | 67893.1 | 65057 | 64658.6 | 64658.6 | 62895.9 | 62811.8 | 1401.84 | 0 | 0 | -397.566 | 0 | 63209.3 | 947.718 | 61958.9 | 61649.1484
8104 | 1997-12-04 15:00 | 152 | 488 | 50 | 20 | 3.1 | 0.17 | 12.1196 | 233.115 | 74.51 | 0 |  | 152 | 129.682 | 55.917 | 0.057841 | 77.5118 | 52.2062 | 0.057841 | 66.1323 | 49.9483 | 0 | 113.759 | 113.618 | 28129.6 | 25.9405 | 26784.8 | 26550.9 | 26385.5 | 26385.5 | 26016.1 | 26006.1 | 1550.84 | 0 | 0 | 15.3262 | 0 | 25990.8 | 950 | 25288.6 | 25162.1992
8105 | 1997-12-04 16:00 | 17 | 90 | 12 | 18.9 | 2.6 | 0.17 | 1.4632 | 242.061 | 85.4862 | 0 |  | 17 | 4.5202 | 11.8532 | 0.006469 | 2.1277 | 11.0422 | 0.006469 | 0.88199 | 10.5648 | 0 | 11.2179 | 11.2155 | 2776.77 | 19.4999 | 1845.04 | 1873.02 | 1860.41 | 1860.41 | 1834.36 | 1834.31 | 1435.1 | 0 | 0 | 0.059666 | 0 | 1834.25 | 950 | 1742.22 | 1733.5048
8106 | 1997-12-04 17:00 | 0 | 0 | 0 | 18.9 | 0 | 0.17
8107 | 1997-12-04 18:00 | 0 | 0 | 0 | 17.8 | 1.5 | 0.17
8108 | 1997-12-04 19:00 | 0 | 0 | 0 | 17.2 | 3.6 | 0.17
8109 | 1997-12-04 20:00 | 0 | 0 | 0 | 16.7 | 3.1 | 0.17
8110 | 1997-12-04 21:00 | 0 | 0 | 0 | 16.1 | 2.1 | 0.17
8111 | 1997-12-04 22:00 | 0 | 0 | 0 | 15 | 2.6 | 0.17
8112 | 1997-12-04 23:00 | 0 | 0 | 0 | 14.4 | 1.5 | 0.17
8113 | 1997-12-05 | 0 | 0 | 0 | 14.4 | 0 | 0.17
8114 | 1997-12-05 01:00 | 0 | 0 | 0 | 13.3 | 2.1 | 0.17
8115 | 1997-12-05 02:00 | 0 | 0 | 0 | 13.9 | 1.5 | 0.17
8116 | 1997-12-05 03:00 | 0 | 0 | 0 | 13.3 | 0 | 0.17
8117 | 1997-12-05 04:00 | 0 | 0 | 0 | 11.7 | 0 | 0.17
8118 | 1997-12-05 05:00 | 0 | 0 | 0 | 13.3 | 2.6 | 0.17
8119 | 1997-12-05 06:00 | 3 | 15 | 2 | 13.9 | 1.5 | 0.17 | -2.0556 | 115.506 | 89.454 | 0 |  | 3 | 0.1095 | 1.5519 | 0.0011416 | 0 | 1.4535 | 0 | 0 | 1.3906 | 0 | 1.3628 | 1.362 | 337.189 | 13.9766 | 38.168 | 37.9162 | 37.7139 | 37.7139 | 37.1859 | 37.1859 | 1360.93 | 0 | 0 | 2.6102e-05 | 0 | 37.1858 | 950 | 35.2654 | 35.0891
8120 | 1997-12-05 07:00 | 42 | 0 | 42 | 15 | 1.5 | 0.17 | 8.893 | 124.027 | 80.4186 | 0 |  | 42 | 0 | 41.6786 | 0.015982 | 0 | 38.9873 | 0.015982 | 0 | 37.3004 | 0 | 36.5544 | 36.5454 | 9047.28 | 17.0551 | 7790.5 | 8020.26 | 7982.36 | 7982.36 | 7870.61 | 7869.79 | 1548.77 | 0 | 0 | 1.3448 | 0 | 7868.44 | 950 | 7509.78 | 7472.23
8121 | 1997-12-05 08:00 | 96 | 0 | 96 | 16.7 | 3.1 | 0.17 | 18.6906 | 134.131 | 69.9842 | 0 |  | 96 | 0 | 95.469 | 0.036531 | 0 | 89.3092 | 0.036531 | 0 | 85.445 | 0 | 83.7361 | 83.6953 | 20719.8 | 21.076 | 19293.4 | 19576.7 | 19513.6 | 19513.6 | 19240.4 | 19235.6 | 1566.54 | 0 | 0 | 8.099 | 0 | 19227.5 | 950 | 18519.9 | 18427.3164
8122 | 1997-12-05 09:00 | 140 | 0 | 140 | 18.9 | 4.1 | 0.17 | 26.7716 | 146.352 | 61.1804 | 0 |  | 140 | 0 | 139.424 | 0.053274 | 0 | 130.422 | 0.053274 | 0 | 124.779 | 0 | 122.283 | 122.247 | 30263.8 | 25.0074 | 28847.8 | 28840.8 | 28755.1 | 28755.1 | 28352.5 | 28342.1 | 1568.55 | 0 | 0 | 17.6765 | 0 | 28324.5 | 950 | 27481.1 | 27343.7129
8123 | 1997-12-05 10:00 | 381 | 304 | 218 | 20.6 | 4.6 | 0.17 | 32.3894 | 160.937 | 54.8137 | 0 |  | 381 | 175.235 | 224.014 | 0.14498 | 143.659 | 209.673 | 0.14498 | 138.489 | 200.6 | 0 | 332.308 | 332.316 | 82268.1 | 36.8288 | 81560.9 | 77702.7 | 77387.9 | 77387.9 | 76304.1 | 76203.4 | 1439.55 | 0 | 0 | 101.674 | 0 | 76101.7 | 950 | 74732.8 | 74359.1719
8124 | 1997-12-05 11:00 | 428 | 330 | 240 | 22.2 | 7.2 | 0.17 | 34.775 | 177.339 | 51.7951 | 0 |  | 428 | 203.795 | 247.592 | 0.16287 | 187.447 | 231.673 | 0.16287 | 181.69 | 221.649 | 0 | 395.273 | 394.786 | 97734.6 | 39.3285 | 97286 | 91974 | 91610.8 | 91610.8 | 90328.2 | 90214.4 | 1513.21 | 0 | 0 | 164.24 | 0 | 90050.1 | 949.999 | 88534.8 | 88092.1328
8125 | 1997-12-05 12:00 | 362 | 179 | 263 | 23.3 | 5.7 | 0.17 | 33.5132 | 194.028 | 52.6983 | 0 |  | 362 | 108.643 | 269.897 | 0.13775 | 104.665 | 252.461 | 0.13775 | 101.262 | 241.538 | 0 | 335.944 | 335.769 | 83120.8 | 38.8969 | 82411.4 | 78125.9 | 77833.7 | 77833.7 | 76744.1 | 76666.8 | 1552.65 | 0 | 0 | 123.74 | 0 | 76543.1 | 949.999 | 75126.9 | 74751.2891
8126 | 1997-12-05 13:00 | 204 | 46 | 181 | 21.1 | 5.2 | 0.17 | 28.8314 | 209.288 | 57.3341 | 0 |  | 204 | 25.7376 | 183.357 | 0.077628 | 22.749 | 171.481 | 0.077628 | 21.7833 | 164.062 | 0 | 182.129 | 182.048 | 45068.4 | 29.751 | 43783.1 | 42990.5 | 42866.7 | 42866.7 | 42266.5 | 42244.1 | 1589.64 | 0 | 0 | 39.5391 | 0 | 42204.6 | 950 | 41245.2 | 41038.9922
8127 | 1997-12-05 14:00 | 111 | 0 | 111 | 21.1 | 5.7 | 0.17 | 21.4341 | 222.245 | 64.9064 | 0 |  | 111 | 0 | 110.889 | 0.042239 | 0 | 103.7 | 0.042239 | 0 | 99.2137 | 0 | 97.2294 | 97.1794 | 24058.2 | 25.6141 | 22625.5 | 22569.7 | 22498 | 22498 | 22183.1 | 22176.6 | 1559.5 | 0 | 0 | 10.7315 | 0 | 22165.9 | 950 | 21399.7 | 21292.6973
8128 | 1997-12-05 15:00 | 59 | 0 | 59 | 21.1 | 5.2 | 0.17 | 12.1035 | 232.955 | 74.5206 | 0 |  | 59 | 0 | 58.8638 | 0.022451 | 0 | 55.0455 | 0.022451 | 0 | 52.664 | 0 | 51.6107 | 51.5917 | 12772.2 | 23.5516 | 11426.5 | 11488.2 | 11443.3 | 11443.3 | 11283.1 | 11281.5 | 1554.65 | 0 | 0 | 2.7704 | 0 | 11278.7 | 950 | 10794.1 | 10740.1641
8129 | 1997-12-05 16:00 | 17 | 18 | 16 | 19.4 | 7.2 | 0.17 | 1.4661 | 241.903 | 85.4777 | 0 |  | 17 | 0.90573 | 16.183 | 0.006469 | 0.42776 | 15.1453 | 0.006469 | 0.17743 | 14.49 | 0 | 14.3741 | 14.368 | 3557.01 | 20.0234 | 2559.7 | 2600.1 | 2583.7 | 2583.7 | 2547.52 | 2547.43 | 1495.56 | 0 | 0 | 0.13535 | 0 | 2547.3 | 950 | 2420.73 | 2408.6228
8130 | 1997-12-05 17:00 | 0 | 0 | 0 | 18.9 | 6.2 | 0.17
8131 | 1997-12-05 18:00 | 0 | 0 | 0 | 19.4 | 6.7 | 0.17
8132 | 1997-12-05 19:00 | 0 | 0 | 0 | 19.4 | 4.6 | 0.17
8133 | 1997-12-05 20:00 | 0 | 0 | 0 | 20 | 6.7 | 0.17
8134 | 1997-12-05 21:00 | 0 | 0 | 0 | 20 | 5.7 | 0.17
8135 | 1997-12-05 22:00 | 0 | 0 | 0 | 19.4 | 4.6 | 0.17
8136 | 1997-12-05 23:00 | 0 | 0 | 0 | 20 | 5.7 | 0.17
8137 | 1997-12-06 | 0 | 0 | 0 | 20 | 6.2 | 0.17
8138 | 1997-12-06 01:00 | 0 | 0 | 0 | 19.4 | 5.2 | 0.17
8139 | 1997-12-06 02:00 | 0 | 0 | 0 | 19.4 | 7.7 | 0.17
8140 | 1997-12-06 03:00 | 0 | 0 | 0 | 17.2 | 8.8 | 0.17
8141 | 1997-12-06 04:00 | 0 | 0 | 0 | 16.7 | 7.2 | 0.17
8142 | 1997-12-06 05:00 | 0 | 0 | 0 | 16.1 | 6.2 | 0.17
8143 | 1997-12-06 06:00 | 1 | 0 | 1 | 16.1 | 6.7 | 0.17 | -2.2041 | 115.549 | 89.5056 | 0 |  | 1 | 0 | 1.0723 | 0.00038053 | 0 | 1.0025 | 0 | 0 | 0.95917 | 0 | 0.93999 | 0.93941 | 232.565 | 16.1417 | 18.063 | 17.9672 | 16.712 | 16.712 | 16.4781 | 16.4781 | 1330.05 | 0 | 0 | 4.4226e-06 | 0 | 16.4781 | 950 | 15.6268 | 15.5486
8144 | 1997-12-06 07:00 | 53 | 48 | 46 | 16.7 | 6.2 | 0.17 | 8.7408 | 124.054 | 80.5686 | 0 |  | 53 | 7.5387 | 46.3569 | 0.020168 | 7.1246 | 43.4297 | 0.020168 | 5.3449 | 41.55 | 0 | 45.957 | 45.924 | 11368.7 | 18.7852 | 10054.3 | 10287.8 | 10239.8 | 10239.8 | 10096.5 | 10095.1 | 1536.94 | 0 | 0 | 2.2439 | 0 | 10092.8 | 950 | 9651.9 | 9603.6426
8145 | 1997-12-06 08:00 | 137 | 30 | 127 | 17.8 | 5.7 | 0.17 | 18.5363 | 134.136 | 70.1377 | 0 |  | 137 | 10.6754 | 128.346 | 0.052133 | 9.5099 | 120.047 | 0.052133 | 8.6076 | 114.853 | 0 | 120.991 | 120.933 | 29938.3 | 23.4175 | 28521.8 | 28683.6 | 28593.6 | 28593.6 | 28193.3 | 28182.8 | 1550.25 | 0 | 0 | 17.2311 | 0 | 28165.6 | 950 | 27325.9 | 27189.3008
8146 | 1997-12-06 09:00 | 148 | 38 | 131 | 17.2 | 5.2 | 0.17 | 26.6193 | 146.326 | 61.3338 | 0 |  | 148 | 18.184 | 131.604 | 0.056319 | 13.2501 | 123.075 | 0.056319 | 12.571 | 117.75 | 0 | 127.715 | 127.637 | 31598.5 | 23.2653 | 30193 | 30377.2 | 30278.5 | 30278.5 | 29854.6 | 29842.2 | 1522.88 | 0 | 0 | 18.7936 | 0 | 29823.4 | 950 | 28976.4 | 28831.5469
8147 | 1997-12-06 10:00 | 168 | 0 | 168 | 18.3 | 6.2 | 0.17 | 32.2465 | 160.869 | 54.9593 | 0 |  | 168 | 0 | 167.499 | 0.063929 | 0 | 156.676 | 0.063929 | 0 | 149.897 | 0 | 146.899 | 146.843 | 36352.9 | 24.9676 | 34978.4 | 34975.2 | 34876.8 | 34876.8 | 34388.5 | 34373.5 | 1578.66 | 0 | 0 | 26.0774 | 0 | 34347.4 | 950 | 33484.4 | 33316.9844
8148 | 1997-12-06 11:00 | 225 | 0 | 225 | 18.3 | 6.7 | 0.17 | 34.652 | 177.226 | 51.9212 | 0 |  | 225 | 0 | 225.254 | 0.085619 | 0 | 210.698 | 0.085619 | 0 | 201.582 | 0 | 197.55 | 197.437 | 48878.6 | 27.0633 | 47639.2 | 47261.5 | 47138.7 | 47138.7 | 46478.7 | 46451.6 | 1588.78 | 0 | 0 | 47.6146 | 0 | 46404 | 950 | 45367.4 | 45140.543
8149 | 1997-12-06 12:00 | 174 | 0 | 174 | 18.3 | 6.7 | 0.17 | 33.4189 | 193.883 | 52.794 | 0 |  | 174 | 0 | 173.754 | 0.066212 | 0 | 162.508 | 0.066212 | 0 | 155.477 | 0 | 152.368 | 152.332 | 37712.2 | 25.0613 | 36349.7 | 36332.6 | 36233.9 | 36233.9 | 35726.7 | 35710.3 | 1566.56 | 0 | 0 | 27.8982 | 0 | 35682.4 | 950 | 34816.9 | 34642.8359
8150 | 1997-12-06 13:00 | 311 | 334 | 151 | 18.9 | 6.7 | 0.17 | 28.7689 | 209.128 | 57.3955 | 0 |  | 311 | 179.1 | 159.662 | 0.11835 | 158.437 | 149.302 | 0.11835 | 151.688 | 142.842 | 0 | 288.64 | 288.349 | 71382.2 | 31.6984 | 70489.6 | 68612.4 | 68224.5 | 68224.5 | 67269.4 | 67207 | 1538.08 | 0 | 0 | 95.4786 | 0 | 67111.5 | 950 | 65772.9 | 65444.0508
8151 | 1997-12-06 14:00 | 168 | 298 | 60 | 18.9 | 5.2 | 0.17 | 21.4006 | 222.085 | 64.9364 | 0 |  | 168 | 125.343 | 64.6364 | 0.063929 | 98.325 | 60.4105 | 0.063929 | 91.5645 | 57.7972 | 0 | 146.374 | 146.25 | 36209.8 | 25.8498 | 34880.9 | 34669.3 | 34502.9 | 34502.9 | 34019.9 | 33995.7 | 1385.57 | 0 | 0 | 17.1544 | 0 | 33978.5 | 949.654 | 33132.7 | 32966.9883
8152 | 1997-12-06 15:00 | 58 | 0 | 58 | 17.8 | 6.7 | 0.17 | 12.0937 | 232.799 | 74.5252 | 0 |  | 58 | 0 | 57.8356 | 0.022071 | 0 | 54.0845 | 0.022071 | 0 | 51.7446 | 0 | 50.7097 | 50.6981 | 12551.1 | 20.0502 | 11209.5 | 11418.4 | 11371.6 | 11371.6 | 11212.4 | 11210.7 | 1556.57 | 0 | 0 | 2.7373 | 0 | 11208 | 950 | 10725.9 | 10672.2773
8153 | 1997-12-06 16:00 | 8 | 0 | 8 | 17.8 | 4.6 | 0.17 | 1.4748 | 241.751 | 85.4641 | 0 |  | 8 | 0 | 7.9454 | 0.0030442 | 0 | 7.4342 | 0.0030442 | 0 | 7.1125 | 0 | 6.9703 | 6.968 | 1725 | 18.1403 | 904.572 | 912.706 | 904.561 | 904.561 | 891.897 | 891.885 | 1455.17 | 0 | 0 | 0.015894 | 0 | 891.869 | 950 | 846.405 | 842.1725
8154 | 1997-12-06 17:00 | 0 | 0 | 0 | 17.2 | 2.1 | 0.17
8155 | 1997-12-06 18:00 | 0 | 0 | 0 | 15.6 | 6.2 | 0.17
8156 | 1997-12-06 19:00 | 0 | 0 | 0 | 16.1 | 2.6 | 0.17
8157 | 1997-12-06 20:00 | 0 | 0 | 0 | 15.6 | 4.6 | 0.17
8158 | 1997-12-06 21:00 | 0 | 0 | 0 | 15 | 4.1 | 0.17
8159 | 1997-12-06 22:00 | 0 | 0 | 0 | 15 | 4.6 | 0.17
8160 | 1997-12-06 23:00 | 0 | 0 | 0 | 15 | 3.1 | 0.17
8161 | 1997-12-07 | 0 | 0 | 0 | 15 | 4.1 | 0.17
8162 | 1997-12-07 01:00 | 0 | 0 | 0 | 15 | 3.6 | 0.17
8163 | 1997-12-07 02:00 | 0 | 0 | 0 | 14.4 | 1.5 | 0.17
8164 | 1997-12-07 03:00 | 0 | 0 | 0 | 14.4 | 0 | 0.17
8165 | 1997-12-07 04:00 | 0 | 0 | 0 | 15 | 0 | 0.17
8166 | 1997-12-07 05:00 | 0 | 0 | 0 | 15 | 2.6 | 0.17
8167 | 1997-12-07 06:00 | 4 | 48 | 3 | 14.4 | 0 | 0.17 | -2.3499 | 115.586 | 89.5465 | 0 |  | 4 | 0.090968 | 2.7199 | 0.0015221 | 0 | 2.5447 | 0 | 0 | 2.4346 | 0 | 2.3859 | 2.3845 | 590.32 | 14.5436 | 115.815 | 115.092 | 115.042 | 115.042 | 113.432 | 113.431 | 1431.07 | 0 | 0 | 0.00025314 | 0 | 113.431 | 950 | 107.58 | 107.0419
8168 | 1997-12-07 07:00 | 103 | 226 | 69 | 16.1 | 3.1 | 0.17 | 8.592 | 124.074 | 80.7157 | 0 |  | 103 | 36.67 | 70.2696 | 0.039195 | 34.6662 | 65.9215 | 0.039195 | 25.8467 | 63.0675 | 0 | 87.1359 | 87.0435 | 21547 | 20.651 | 20132.6 | 20441 | 20332.3 | 20332.3 | 20047.7 | 20041.7 | 1525.12 | 0 | 0 | 9.1153 | 0 | 20032.6 | 950 | 19326.5 | 19229.8809
8169 | 1997-12-07 08:00 | 180 | 400 | 54 | 17.2 | 3.1 | 0.17 | 18.3863 | 134.134 | 70.2874 | 0 |  | 180 | 134.587 | 56.8872 | 0.068495 | 119.91 | 53.3582 | 0.068495 | 108.409 | 51.0482 | 0 | 156.268 | 156.096 | 38639.6 | 25.3615 | 37331.1 | 37167.2 | 36973.4 | 36973.4 | 36455.5 | 36433.2 | 1447.46 | 0 | 0 | 28.1772 | 0 | 36405 | 949.266 | 35522.2 | 35344.6406
8170 | 1997-12-07 09:00 | 325 | 288 | 197 | 18.9 | 5.2 | 0.17 | 26.4723 | 146.293 | 61.4822 | 0 |  | 325 | 136.967 | 201.658 | 0.12367 | 99.8227 | 188.816 | 0.12367 | 94.6602 | 180.645 | 0 | 269.799 | 269.757 | 66785.2 | 31.7189 | 65829.1 | 63949.5 | 63676.1 | 63676.1 | 62784.6 | 62723.6 | 1506.61 | 0 | 0 | 82.0101 | 0 | 62641.6 | 949.999 | 61388.4 | 61081.5078
8171 | 1997-12-07 10:00 | 342 | 0 | 341 | 17.8 | 4.6 | 0.17 | 32.1101 | 160.796 | 55.0988 | 0 |  | 342 | 1.0757 | 344.076 | 0.13014 | 0.87619 | 321.953 | 0.13014 | 0.84416 | 308.022 | 0 | 302.689 | 302.545 | 74899.7 | 32.5749 | 74050 | 71947.6 | 71764.8 | 71764.8 | 70760.1 | 70696.7 | 1579.42 | 0 | 0 | 109.714 | 0 | 70587 | 949.999 | 69220.7 | 68874.5625
8172 | 1997-12-07 11:00 | 376 | 168 | 281 | 18.9 | 4.6 | 0.17 | 34.5361 | 177.112 | 52.0404 | 0 |  | 376 | 103.04 | 287.623 | 0.14308 | 94.6353 | 269.113 | 0.14308 | 91.6877 | 257.469 | 0 | 342.173 | 342.043 | 84677 | 35.6038 | 83996.2 | 80623.8 | 80385.3 | 80385.3 | 79259.8 | 79174.4 | 1530.96 | 0 | 0 | 129.757 | 0 | 79044.6 | 949.999 | 77617.7 | 77229.6406
8173 | 1997-12-07 12:00 | 342 | 77 | 299 | 18.9 | 5.7 | 0.17 | 33.332 | 193.737 | 52.8824 | 0 |  | 342 | 47.2148 | 307.598 | 0.13014 | 45.4864 | 287.702 | 0.13014 | 43.9919 | 275.254 | 0 | 312.861 | 312.697 | 77411.4 | 33.4252 | 76603.8 | 74191 | 73967.4 | 73967.4 | 72931.8 | 72863.1 | 1568.68 | 0 | 0 | 114.742 | 0 | 72748.4 | 949.999 | 71360.8 | 71003.9531
8174 | 1997-12-07 13:00 | 230 | 129 | 168 | 18.9 | 4.6 | 0.17 | 28.7135 | 208.97 | 57.4497 | 0 |  | 230 | 69.4209 | 172.219 | 0.087522 | 61.4311 | 161.054 | 0.087522 | 58.8061 | 154.086 | 0 | 208.635 | 208.484 | 51612.1 | 29.0814 | 50412.1 | 49612.5 | 49409.3 | 49409.3 | 48717.5 | 48687.2 | 1568.81 | 0 | 0 | 51.881 | 0 | 48635.3 | 950 | 47542.8 | 47305.1328
8175 | 1997-12-07 14:00 | 248 | 127 | 202 | 18.9 | 7.7 | 0.17 | 21.3737 | 221.927 | 64.9598 | 0 |  | 248 | 53.404 | 208.462 | 0.094371 | 41.9754 | 194.929 | 0.094371 | 39.0859 | 186.495 | 0 | 221.07 | 220.942 | 54698.9 | 28.2703 | 53539.6 | 52860.5 | 52721.3 | 52721.3 | 51983.2 | 51947.6 | 1556.1 | 0 | 0 | 57.6733 | 0 | 51889.9 | 950 | 50736.7 | 50483.0508
8176 | 1997-12-07 15:00 | 114 | 149 | 83 | 18.3 | 4.6 | 0.17 | 12.0901 | 232.647 | 74.5237 | 0 |  | 114 | 39.4739 | 86.5915 | 0.04338 | 23.6134 | 80.9186 | 0.04338 | 20.1467 | 77.4183 | 0 | 95.6136 | 95.5726 | 23660.7 | 22.9673 | 22239.9 | 22391.9 | 22298.8 | 22298.8 | 21986.6 | 21980.3 | 1557.46 | 0 | 0 | 10.2731 | 0 | 21970.1 | 950 | 21228.9 | 21122.7988
8177 | 1997-12-07 16:00 | 9 | 17 | 8 | 17.8 | 4.6 | 0.17 | 1.4892 | 241.603 | 85.445 | 0 |  | 9 | 0.91227 | 7.9539 | 0.0034248 | 0.43243 | 7.4326 | 0.0034248 | 0.18081 | 7.1111 | 0 | 7.1461 | 7.1425 | 1768.27 | 18.1488 | 942.118 | 951.212 | 942.969 | 942.969 | 929.768 | 929.756 | 1484.8 | 0 | 0 | 0.017215 | 0 | 929.738 | 950 | 882.375 | 877.9636
8178 | 1997-12-07 17:00 | 0 | 0 | 0 | 17.2 | 5.7 | 0.17
8179 | 1997-12-07 18:00 | 0 | 0 | 0 | 17.2 | 4.1 | 0.17
8180 | 1997-12-07 19:00 | 0 | 0 | 0 | 17.2 | 5.7 | 0.17
8181 | 1997-12-07 20:00 | 0 | 0 | 0 | 16.7 | 4.1 | 0.17
8182 | 1997-12-07 21:00 | 0 | 0 | 0 | 15.6 | 7.2 | 0.17
8183 | 1997-12-07 22:00 | 0 | 0 | 0 | 15 | 3.6 | 0.17
8184 | 1997-12-07 23:00 | 0 | 0 | 0 | 16.7 | 7.2 | 0.17
8185 | 1997-12-08 | 0 | 0 | 0 | 16.1 | 6.2 | 0.17
8186 | 1997-12-08 01:00 | 0 | 0 | 0 | 15.6 | 4.1 | 0.17
8187 | 1997-12-08 02:00 | 0 | 0 | 0 | 15.6 | 4.6 | 0.17
8188 | 1997-12-08 03:00 | 0 | 0 | 0 | 15.6 | 6.2 | 0.17
8189 | 1997-12-08 04:00 | 0 | 0 | 0 | 15 | 7.2 | 0.17
8190 | 1997-12-08 05:00 | 0 | 0 | 0 | 14.4 | 3.6 | 0.17
8191 | 1997-12-08 06:00 | 2 | 4 | 1 | 13.3 | 6.2 | 0.17 | -2.493 | 115.615 | 89.5865 | 0 |  | 2 | 0.082945 | 0.63294 | 0.00076106 | 0 | 0.59316 | 0 | 0 | 0.56749 | 0 | 0.55614 | 0.55589 | 137.615 | 13.3252 | 6.4256 | 6.3807 | 1.1154 | 1.1096 | 1.0835 | 1.0835 | 815.479 | 0 | 0 | 0 | 0.029622 | 1.0539 | 842.266 | 1.0075 | 1.0025
8192 | 1997-12-08 07:00 | 46 | 27 | 42 | 12.8 | 3.1 | 0.17 | 8.4467 | 124.088 | 80.8597 | 0 |  | 46 | 4.3203 | 41.931 | 0.017504 | 4.0855 | 39.1739 | 0.017504 | 3.027 | 37.4794 | 0 | 39.6963 | 39.677 | 9822.29 | 14.8745 | 8543.35 | 8865.18 | 8821.62 | 8821.62 | 8698.11 | 8697.12 | 1556.62 | 0 | 0 | 1.6502 | 0 | 8695.47 | 950 | 8304.73 | 8263.2061
8193 | 1997-12-08 08:00 | 118 | 23 | 110 | 15.6 | 6.2 | 0.17 | 18.2408 | 134.126 | 70.4331 | 0 |  | 118 | 8.5499 | 110.765 | 0.044903 | 7.6204 | 103.587 | 0.044903 | 6.8816 | 99.1052 | 0 | 103.867 | 103.815 | 25700.5 | 20.3139 | 24270.1 | 24692.9 | 24613.1 | 24613.1 | 24268.6 | 24260.9 | 1566.01 | 0 | 0 | 12.9018 | 0 | 24248 | 950 | 23451.3 | 23334.0586
8194 | 1997-12-08 09:00 | 286 | 92 | 245 | 14.4 | 5.7 | 0.17 | 26.3308 | 146.255 | 61.6256 | 0 |  | 286 | 43.8879 | 250.917 | 0.10883 | 31.8873 | 234.77 | 0.10883 | 30.2262 | 224.612 | 0 | 249.741 | 249.607 | 61794.2 | 25.9946 | 60740.5 | 60458.5 | 60276 | 60276 | 59432.1 | 59384.5 | 1547.94 | 0 | 0 | 75.5338 | 0 | 59309 | 949.999 | 58070.9 | 57780.5078
8195 | 1997-12-08 10:00 | 316 | 70 | 279 | 16.1 | 5.2 | 0.17 | 31.9801 | 160.719 | 55.232 | 0 |  | 316 | 39.8136 | 285.767 | 0.12025 | 32.4302 | 267.338 | 0.12025 | 31.2355 | 255.771 | 0 | 281.266 | 281.12 | 69595 | 29.4589 | 68661 | 67482.1 | 67295.9 | 67295.9 | 66353.7 | 66293.9 | 1533.2 | 0 | 0 | 92.6118 | 0 | 66201.3 | 949.999 | 64883.2 | 64558.8164
8196 | 1997-12-08 11:00 | 324 | 74 | 282 | 14.4 | 5.2 | 0.17 | 34.4274 | 176.995 | 52.1525 | 0 |  | 324 | 45.5658 | 288.667 | 0.12329 | 41.85 | 270.018 | 0.12329 | 40.538 | 258.335 | 0 | 292.896 | 292.778 | 72481.1 | 28.3129 | 71593.1 | 70674.5 | 70482.6 | 70482.6 | 69495.8 | 69431.2 | 1533.3 | 0 | 0 | 101.801 | 0 | 69329.4 | 949.999 | 67973.2 | 67633.3672
8197 | 1997-12-08 12:00 | 266 | 67 | 229 | 16.1 | 6.7 | 0.17 | 33.2525 | 193.592 | 52.9635 | 0 |  | 266 | 40.6365 | 233.003 | 0.10122 | 39.1491 | 217.923 | 0.10122 | 37.8568 | 208.495 | 0 | 241.424 | 241.302 | 59737.4 | 26.8103 | 58649.2 | 58232 | 58058.2 | 58058.2 | 57245.4 | 57202.8 | 1561.06 | 0 | 0 | 70.2972 | 0 | 57132.5 | 949.999 | 55913.4 | 55633.8633
8198 | 1997-12-08 13:00 | 440 | 687 | 112 | 16.1 | 9.8 | 0.17 | 28.6653 | 208.814 | 57.4969 | 0 |  | 440 | 367.351 | 120.502 | 0.16743 | 325.174 | 112.681 | 0.16743 | 311.241 | 107.806 | 0 | 410.667 | 410.324 | 101578 | 31.9164 | 101224 | 98220.1 | 97466.6 | 97466.6 | 96102.1 | 95963.8 | 1502.89 | 0 | 0 | 187.517 | 0 | 95776.3 | 950 | 94207.1 | 93736.1016
8199 | 1997-12-08 14:00 | 251 | 446 | 89 | 16.1 | 7.7 | 0.17 | 21.3536 | 221.773 | 64.9765 | 0 |  | 251 | 188.127 | 95.3752 | 0.095513 | 148.065 | 89.1434 | 0.095513 | 137.864 | 85.2871 | 0 | 218.688 | 218.53 | 54105.6 | 25.368 | 52984.1 | 52714.2 | 52483 | 52483 | 51748.3 | 51693.9 | 1393.73 | 0 | 0 | 40.6219 | 0 | 51653.2 | 950 | 50521 | 50268.4297
8200 | 1997-12-08 15:00 | 119 | 234 | 70 | 15.6 | 6.7 | 0.17 | 12.0928 | 232.499 | 74.5162 | 0 |  | 119 | 62.4107 | 74.2566 | 0.045283 | 37.3456 | 69.3772 | 0.045283 | 31.8685 | 66.3763 | 0 | 96.2798 | 96.2541 | 23829.8 | 19.8723 | 22422.8 | 22820.7 | 22706.9 | 22706.9 | 22389 | 22382.2 | 1542.86 | 0 | 0 | 10.6437 | 0 | 22371.6 | 950 | 21644.7 | 21536.4922
8201 | 1997-12-08 16:00 | 14 | 33 | 11 | 15 | 7.2 | 0.17 | 1.5094 | 241.46 | 85.4189 | 0 |  | 14 | 2.7525 | 10.9081 | 0.0053274 | 1.3107 | 10.1776 | 0.0053274 | 0.54969 | 9.7375 | 0 | 10.0815 | 10.0737 | 2494.01 | 15.4371 | 1587.01 | 1624.8 | 1614.14 | 1614.14 | 1591.54 | 1591.51 | 1477.31 | 0 | 0 | 0.049655 | 0 | 1591.46 | 950 | 1511.24 | 1503.6825
8202 | 1997-12-08 17:00 | 0 | 0 | 0 | 15 | 8.2 | 0.17
8203 | 1997-12-08 18:00 | 0 | 0 | 0 | 15 | 8.2 | 0.17
8204 | 1997-12-08 19:00 | 0 | 0 | 0 | 15 | 6.7 | 0.17
8205 | 1997-12-08 20:00 | 0 | 0 | 0 | 14.4 | 7.7 | 0.17
8206 | 1997-12-08 21:00 | 0 | 0 | 0 | 14.4 | 6.2 | 0.17
8207 | 1997-12-08 22:00 | 0 | 0 | 0 | 14.4 | 5.2 | 0.17
8208 | 1997-12-08 23:00 | 0 | 0 | 0 | 14.4 | 6.2 | 0.17
8209 | 1997-12-09 | 0 | 0 | 0 | 13.9 | 5.2 | 0.17
8210 | 1997-12-09 01:00 | 0 | 0 | 0 | 12.8 | 3.6 | 0.17
8211 | 1997-12-09 02:00 | 0 | 0 | 0 | 11.7 | 3.1 | 0.17
8212 | 1997-12-09 03:00 | 0 | 0 | 0 | 10.6 | 0 | 0.17
8213 | 1997-12-09 04:00 | 0 | 0 | 0 | 10 | 0 | 0.17
8214 | 1997-12-09 05:00 | 0 | 0 | 0 | 10 | 1.5 | 0.17
8215 | 1997-12-09 06:00 | 2 | 35 | 1 | 10 | 0 | 0.17 | -2.6332 | 115.638 | 89.6258 | 0 |  | 2 | 0.075064 | 0.63047 | 0.00076106 | 0 | 0.59071 | 0 | 0 | 0.56515 | 0 | 0.55384 | 0.55374 | 137.084 | 10.0333 | 6.369 | 6.3119 | 1.0122 | 0.95996 | 0.94652 | 0.94652 | 924.981 | 0 | 0 | 4.0117e-09 | 0.02553 | 0.92099 | 924.841 | 0.87448 | 0.87011
8216 | 1997-12-09 07:00 | 94 | 299 | 51 | 10.6 | 0 | 0.17 | 8.305 | 124.095 | 81.0006 | 0 |  | 94 | 46.508 | 52.5409 | 0.03577 | 43.9315 | 49.3345 | 0.03577 | 32.3485 | 47.1982 | 0 | 77.9558 | 77.9522 | 19296 | 15.2931 | 17901.3 | 18523.1 | 18405.6 | 18405.6 | 18147.9 | 18142.6 | 1490.82 | 0 | 0 | 7.5438 | 0 | 18135 | 950 | 17476.9 | 17389.5195
8217 | 1997-12-09 08:00 | 277 | 736 | 48 | 13.3 | 2.6 | 0.17 | 18.0997 | 134.112 | 70.5747 | 0 |  | 277 | 244.87 | 50.6788 | 0.10541 | 218.275 | 47.5273 | 0.10541 | 196.895 | 45.4698 | 0 | 237.517 | 237.38 | 58759.3 | 25.9969 | 57728.5 | 57184.2 | 56851.4 | 56851.4 | 55491.6 | 55439.6 | 1464.02 | 0 | 0 | 67.889 | 0 | 55371.7 | 949.577 | 54164.3 | 53893.4609
8218 | 1997-12-09 09:00 | 433 | 842 | 62 | 13.9 | 2.6 | 0.17 | 26.1948 | 146.211 | 61.7637 | 0 |  | 433 | 397.264 | 65.1523 | 0.16477 | 288.22 | 61.0182 | 0.16477 | 273.09 | 58.3774 | 0 | 324.838 | 324.563 | 80360.5 | 31.2602 | 79781.3 | 76352.6 | 75850.1 | 75850.1 | 74046.4 | 73941.3 | 1498.66 | 0 | 0 | 128.53 | 0 | 73812.7 | 949.756 | 72488.7 | 72126.2266
8219 | 1997-12-09 10:00 | 540 | 891 | 71 | 15 | 2.1 | 0.17 | 31.8566 | 160.638 | 55.359 | 0 |  | 540 | 504.796 | 74.7795 | 0.20549 | 410.525 | 70.004 | 0.20549 | 395.293 | 66.9746 | 0 | 453.023 | 452.806 | 112091 | 39.777 | 111981 | 103942 | 103462 | 103462 | 98691.8 | 98486.3 | 1412.89 | 0 | 0 | -254.081 | 0 | 98740.4 | 939.557 | 97042.5 | 96557.3203
8220 | 1997-12-09 11:00 | 550 | 849 | 73 | 15 | 4.6 | 0.17 | 34.3258 | 176.876 | 52.2575 | 0 |  | 550 | 517.615 | 77.1772 | 0.20929 | 474.697 | 72.2224 | 0.20929 | 459.727 | 69.0973 | 0 | 518.248 | 517.852 | 128207 | 40.2895 | 128314 | 120213 | 119835 | 119835 | 118157 | 117941 | 1468.67 | 0 | 0 | 255.054 | 0 | 117686 | 950 | 115728 | 115149.6875
8221 | 1997-12-09 12:00 | 521 | 610 | 188 | 16.1 | 4.6 | 0.17 | 33.1803 | 193.447 | 53.0373 | 0 |  | 521 | 365.807 | 197.427 | 0.19826 | 351.905 | 184.691 | 0.19826 | 340.239 | 176.7 | 0 | 506.6 | 506.217 | 125316 | 40.8213 | 125344 | 117805 | 117239 | 117239 | 115597 | 115412 | 1522.01 | 0 | 0 | 265.202 | 0 | 115147 | 950 | 113264 | 112697.8672
8222 | 1997-12-09 13:00 | 399 | 590 | 117 | 16.7 | 7.7 | 0.17 | 28.6242 | 208.661 | 57.5369 | 0 |  | 399 | 315.9 | 125.695 | 0.15183 | 279.794 | 117.538 | 0.15183 | 267.778 | 112.453 | 0 | 372.626 | 372.085 | 92111 | 32.4805 | 91587 | 88713.5 | 88063.5 | 88063.5 | 86830 | 86718.1 | 1503.7 | 0 | 0 | 152.426 | 0 | 86565.7 | 950 | 85116.9 | 84691.3047
8223 | 1997-12-09 14:00 | 305 | 642 | 72 | 16.1 | 6.2 | 0.17 | 21.3401 | 221.623 | 64.9867 | 0 |  | 305 | 270.637 | 78.8539 | 0.11606 | 213.689 | 73.6917 | 0.11606 | 198.963 | 70.5039 | 0 | 264.078 | 263.833 | 65324.1 | 28.0797 | 64398.5 | 63245.8 | 62916.7 | 62916.7 | 61634.5 | 61554 | 1394.87 | 0 | 0 | -141.245 | 0 | 61695.2 | 948.49 | 60449.5 | 60147.2422
8224 | 1997-12-09 15:00 | 157 | 523 | 47 | 16.1 | 5.7 | 0.17 | 12.1015 | 232.355 | 74.5027 | 0 |  | 157 | 140.125 | 52.7949 | 0.059743 | 83.8749 | 49.2909 | 0.059743 | 71.593 | 47.1591 | 0 | 116.377 | 116.363 | 28809.4 | 21.5052 | 27479.3 | 27692.4 | 27506.8 | 27506.8 | 27121.7 | 27110.3 | 1529.39 | 0 | 0 | 16.5794 | 0 | 27093.7 | 950 | 26379 | 26247.084
8225 | 1997-12-09 16:00 | 21 | 178 | 11 | 15.6 | 3.6 | 0.17 | 1.5353 | 241.322 | 85.3873 | 0 |  | 21 | 9.2381 | 10.9718 | 0.0079911 | 4.4118 | 10.2151 | 0.0079911 | 1.8606 | 9.7736 | 0 | 11.4014 | 11.3945 | 2821.24 | 16.1824 | 1890.43 | 1935.82 | 1918.51 | 1918.51 | 1891.65 | 1891.6 | 1502.33 | 0 | 0 | 0.072886 | 0 | 1891.53 | 950 | 1797.01 | 1788.022
8226 | 1997-12-09 17:00 | 0 | 0 | 0 | 15.6 | 3.1 | 0.17
8227 | 1997-12-09 18:00 | 0 | 0 | 0 | 14.4 | 3.1 | 0.17
8228 | 1997-12-09 19:00 | 0 | 0 | 0 | 13.3 | 4.1 | 0.17
8229 | 1997-12-09 20:00 | 0 | 0 | 0 | 12.2 | 0 | 0.17
8230 | 1997-12-09 21:00 | 0 | 0 | 0 | 11.7 | 0 | 0.17
8231 | 1997-12-09 22:00 | 0 | 0 | 0 | 11.1 | 2.6 | 0.17
8232 | 1997-12-09 23:00 | 0 | 0 | 0 | 10 | 0 | 0.17
8233 | 1997-12-10 | 0 | 0 | 0 | 9.4 | 2.1 | 0.17
8234 | 1997-12-10 01:00 | 0 | 0 | 0 | 7.8 | 0 | 0.17
8235 | 1997-12-10 02:00 | 0 | 0 | 0 | 7.2 | 1.5 | 0.17
8236 | 1997-12-10 03:00 | 0 | 0 | 0 | 7.2 | 2.1 | 0.17
8237 | 1997-12-10 04:00 | 0 | 0 | 0 | 6.7 | 0 | 0.17
8238 | 1997-12-10 05:00 | 0 | 0 | 0 | 6.7 | 1.5 | 0.17
8239 | 1997-12-10 06:00 | 2 | 34 | 1 | 6.7 | 0 | 0.17 | -2.7705 | 115.653 | 89.6643 | 0 |  | 2 | 0.067332 | 0.62805 | 0.00076106 | 0 | 0.58831 | 0 | 0 | 0.56285 | 0 | 0.5516 | 0.55123 | 136.46 | 6.7332 | 6.2934 | 6.2246 | 0.83429 | 0.7848 | 0.77381 | 0.77381 | 788.77 | 0 | 0 | 0 | 0.030564 | 0.74324 | 818.153 | 0.71188 | 0.70832
8240 | 1997-12-10 07:00 | 97 | 434 | 34 | 8.9 | 0 | 0.17 | 8.167 | 124.095 | 81.1382 | 0 |  | 97 | 68.2318 | 35.6205 | 0.036911 | 64.4721 | 33.4871 | 0.036911 | 47.1684 | 32.0367 | 0 | 77.621 | 77.5061 | 19184.5 | 13.5663 | 17810.2 | 18519.2 | 18366 | 18366 | 18108.9 | 18102.8 | 1442.42 | 0 | 0 | 7.6963 | 0 | 18095.1 | 950 | 17452.3 | 17365.0703
8241 | 1997-12-10 08:00 | 267 | 688 | 55 | 12.2 | 0 | 0.17 | 17.9633 | 134.091 | 70.7121 | 0 |  | 267 | 226.802 | 57.8846 | 0.1016 | 202.197 | 54.2772 | 0.1016 | 182.191 | 51.9276 | 0 | 229.436 | 229.536 | 56817.2 | 26.0192 | 55750.9 | 55199 | 54885.4 | 54885.4 | 53776.9 | 53727.4 | 1447.25 | 0 | 0 | 38.5009 | 0 | 53688.9 | 950 | 52496.5 | 52233.9766
8242 | 1997-12-10 09:00 | 430 | 819 | 71 | 14.4 | 2.1 | 0.17 | 26.0645 | 146.162 | 61.8965 | 0 |  | 430 | 384.533 | 75.0801 | 0.16363 | 278.731 | 70.3452 | 0.16363 | 263.988 | 67.3005 | 0 | 324.663 | 324.839 | 80426.2 | 32.1748 | 79830.7 | 76154.5 | 75614.6 | 75614.6 | 73908.6 | 73804.1 | 1491.63 | 0 | 0 | 126.213 | 0 | 73677.9 | 949.617 | 72353.2 | 71991.4844
8243 | 1997-12-10 10:00 | 539 | 872 | 81 | 17.2 | 6.7 | 0.17 | 31.7396 | 160.553 | 55.4796 | 0 |  | 539 | 493.073 | 86.0941 | 0.20511 | 401.018 | 80.6207 | 0.20511 | 386.034 | 77.1317 | 0 | 453.903 | 453.259 | 112206 | 37.318 | 112086 | 105504 | 105016 | 105016 | 100541 | 100329 | 1403.7 | 0 | 0 | -128.152 | 0 | 100457 | 940.503 | 98734.9 | 98241.2031
8244 | 1997-12-10 11:00 | 585 | 891 | 85 | 18.3 | 3.6 | 0.17 | 34.2315 | 176.755 | 52.3553 | 0 |  | 585 | 542.684 | 89.6784 | 0.22261 | 497.697 | 83.9208 | 0.22261 | 481.912 | 80.2895 | 0 | 550.957 | 550.16 | 136204 | 46.418 | 136425 | 124609 | 124217 | 124217 | 122478 | 122246 | 1464.44 | 0 | 0 | 275.113 | 0 | 121971 | 950 | 119945 | 119345.5312
8245 | 1997-12-10 12:00 | 564 | 883 | 84 | 18.3 | 8.8 | 0.17 | 33.1156 | 193.303 | 53.1037 | 0 |  | 564 | 527.388 | 90.3042 | 0.21462 | 507.349 | 84.4841 | 0.21462 | 490.465 | 80.8286 | 0 | 559.868 | 559.316 | 138460 | 40.8631 | 138709 | 130274 | 129516 | 129516 | 127702 | 127469 | 1506.86 | 0 | 0 | 314.023 | 0 | 127155 | 950 | 125050 | 124424.3438
8246 | 1997-12-10 13:00 | 479 | 844 | 76 | 18.3 | 7.7 | 0.17 | 28.5903 | 208.509 | 57.5699 | 0 |  | 479 | 451.528 | 82.3044 | 0.18227 | 400.368 | 76.9632 | 0.18227 | 383.144 | 73.6335 | 0 | 447.642 | 447.003 | 110658 | 37.2578 | 110477 | 104806 | 103929 | 103929 | 102474 | 102308 | 1475.74 | 0 | 0 | 207.463 | 0 | 102100 | 950 | 100422 | 99920.1094
8247 | 1997-12-10 14:00 | 337 | 759 | 62 | 18.9 | 6.2 | 0.17 | 21.3334 | 221.476 | 64.9904 | 0 |  | 337 | 319.475 | 67.8668 | 0.12824 | 252.351 | 63.427 | 0.12824 | 234.96 | 60.6833 | 0 | 289.73 | 289.66 | 71718.5 | 32.0524 | 70915.7 | 68484.5 | 68097.7 | 68097.7 | 65770.9 | 65678.3 | 1400.86 | 0 | 0 | -615.966 | 0 | 66294.3 | 947.503 | 65021.4 | 64696.2539
8248 | 1997-12-10 15:00 | 163 | 568 | 43 | 18.3 | 6.2 | 0.17 | 12.1165 | 232.216 | 74.4832 | 0 |  | 163 | 152.866 | 48.0605 | 0.062026 | 91.5307 | 44.8779 | 0.062026 | 78.1557 | 42.9369 | 0 | 118.671 | 118.506 | 29340.2 | 23.681 | 28028.3 | 27998.4 | 27807 | 27807 | 27417.6 | 27405.7 | 1531.49 | 0 | 0 | 17.2211 | 0 | 27388.4 | 950 | 26675.7 | 26542.3027
8249 | 1997-12-10 16:00 | 20 | 141 | 12 | 17.2 | 2.6 | 0.17 | 1.5668 | 241.189 | 85.3503 | 0 |  | 20 | 7.4496 | 11.9309 | 0.0076106 | 3.5689 | 11.1151 | 0.0076106 | 1.5146 | 10.6346 | 0 | 11.9062 | 11.8975 | 2945.72 | 17.8364 | 2001.43 | 2042.05 | 2025.82 | 2025.82 | 1997.45 | 1997.39 | 1385.93 | 0 | 0 | 0.068536 | 0 | 1997.32 | 950 | 1897.52 | 1888.0312
8250 | 1997-12-10 17:00 | 0 | 0 | 0 | 15.6 | 3.1 | 0.17
8251 | 1997-12-10 18:00 | 0 | 0 | 0 | 15 | 4.1 | 0.17
8252 | 1997-12-10 19:00 | 0 | 0 | 0 | 14.4 | 3.1 | 0.17
8253 | 1997-12-10 20:00 | 0 | 0 | 0 | 14.4 | 4.1 | 0.17
8254 | 1997-12-10 21:00 | 0 | 0 | 0 | 13.3 | 4.1 | 0.17
8255 | 1997-12-10 22:00 | 0 | 0 | 0 | 12.2 | 4.6 | 0.17
8256 | 1997-12-10 23:00 | 0 | 0 | 0 | 10 | 2.6 | 0.17
8257 | 1997-12-11 | 0 | 0 | 0 | 10 | 2.6 | 0.17
8258 | 1997-12-11 01:00 | 0 | 0 | 0 | 8.9 | 3.1 | 0.17
8259 | 1997-12-11 02:00 | 0 | 0 | 0 | 9.4 | 2.1 | 0.17
8260 | 1997-12-11 03:00 | 0 | 0 | 0 | 10 | 3.1 | 0.17
8261 | 1997-12-11 04:00 | 0 | 0 | 0 | 10.6 | 2.1 | 0.17
8262 | 1997-12-11 05:00 | 0 | 0 | 0 | 13.3 | 5.2 | 0.17
8263 | 1997-12-11 06:00 | 2 | 50 | 1 | 13.3 | 5.7 | 0.17 | -2.9047 | 115.662 | 89.7021 | 0 |  | 2 | 0.059754 | 0.6257 | 0.00076106 | 0 | 0.58597 | 0 | 0 | 0.56062 | 0 | 0.54941 | 0.5492 | 135.958 | 13.3255 | 6.2431 | 6.1995 | 0.78583 | 0.76452 | 0.75376 | 0.75376 | 702.227 | 0 | 0 | 0 | 0.060214 | 0.69355 | 794.556 | 0.66675 | 0.66341
8264 | 1997-12-11 07:00 | 98 | 486 | 30 | 13.9 | 4.1 | 0.17 | 8.0328 | 124.088 | 81.2725 | 0 |  | 98 | 73.7434 | 31.5086 | 0.037292 | 69.7142 | 29.6105 | 0.037292 | 50.6702 | 28.3281 | 0 | 77.4183 | 77.3288 | 19140.3 | 17.7633 | 17772.1 | 18203.9 | 18047.8 | 18047.8 | 17795.1 | 17789.1 | 1432.48 | 0 | 0 | 7.5069 | 0 | 17781.6 | 950 | 17149 | 17063.2109
8265 | 1997-12-11 08:00 | 260 | 696 | 47 | 15 | 7.7 | 0.17 | 17.8316 | 134.064 | 70.8451 | 0 |  | 260 | 227.976 | 49.6485 | 0.098938 | 203.411 | 46.563 | 0.098938 | 183.083 | 44.5472 | 0 | 223.077 | 222.948 | 55185.9 | 24.4554 | 54101.4 | 53977.3 | 53673.1 | 53673.1 | 52446.8 | 52399 | 1443.95 | 0 | 0 | 59.8852 | 0 | 52339.1 | 949.572 | 51162.9 | 50907.0742
8266 | 1997-12-11 09:00 | 433 | 852 | 61 | 15.6 | 8.8 | 0.17 | 25.9398 | 146.107 | 62.024 | 0 |  | 433 | 398.57 | 64.1232 | 0.16477 | 288.092 | 60.0552 | 0.16477 | 272.756 | 57.4561 | 0 | 323.608 | 323.91 | 80197.1 | 28.6667 | 79619.8 | 77325.2 | 76743.4 | 76743.4 | 74887.7 | 74777.3 | 1481.87 | 0 | 0 | 130.428 | 0 | 74646.8 | 949.258 | 73307.4 | 72940.8125
8267 | 1997-12-11 10:00 | 541 | 901 | 70 | 16.1 | 12.4 | 0.17 | 31.6294 | 160.464 | 55.5938 | 0 |  | 541 | 507.176 | 73.7481 | 0.20587 | 411.829 | 69.0392 | 0.20587 | 396.343 | 66.0515 | 0 | 453.146 | 452.527 | 112027 | 31.597 | 111917 | 107989 | 107639 | 107639 | 102364 | 102142 | 1402.31 | 0 | 0 | -520.569 | 69.3976 | 102593 | 939.85 | 100828 | 100323.9453
8268 | 1997-12-11 11:00 | 588 | 919 | 74 | 16.7 | 7.2 | 0.17 | 34.1444 | 176.633 | 52.446 | 0 |  | 588 | 557.979 | 78.2288 | 0.22375 | 511.734 | 73.207 | 0.22375 | 495.418 | 70.0393 | 0 | 554.149 | 553.403 | 137006 | 40.7104 | 137244 | 128402 | 127986 | 127986 | 126193 | 125943 | 1454.41 | 0 | 0 | 285.948 | 0 | 125657 | 950 | 123568 | 122950.1172
8269 | 1997-12-11 12:00 | 568 | 912 | 72 | 16.7 | 4.1 | 0.17 | 33.0583 | 193.159 | 53.1627 | 0 |  | 568 | 545.056 | 76.4968 | 0.21614 | 524.35 | 71.5613 | 0.21614 | 506.84 | 68.465 | 0 | 563.799 | 563.013 | 139373 | 44.8276 | 139638 | 128969 | 128199 | 128199 | 126404 | 126178 | 1527.76 | 0 | 0 | 312.646 | 0 | 125866 | 950 | 123786 | 123167.4844
8270 | 1997-12-11 13:00 | 484 | 877 | 65 | 17.2 | 6.2 | 0.17 | 28.5636 | 208.361 | 57.5957 | 0 |  | 484 | 469.524 | 69.5493 | 0.18418 | 416.679 | 65.0383 | 0.18418 | 398.727 | 62.2244 | 0 | 451.733 | 451.198 | 111696 | 37.6873 | 111540 | 105546 | 104714 | 104714 | 103247 | 103076 | 1478.55 | 0 | 0 | 208.146 | 0 | 102868 | 950 | 101176 | 100669.9141
8271 | 1997-12-11 14:00 | 343 | 798 | 53 | 17.2 | 6.7 | 0.17 | 21.3333 | 221.333 | 64.9875 | 0 |  | 343 | 336.94 | 57.3499 | 0.13052 | 266.252 | 53.6061 | 0.13052 | 247.91 | 51.2871 | 0 | 293.213 | 293.557 | 72684 | 30.2296 | 71914 | 69896.2 | 69474.3 | 69474.3 | 66489.6 | 66395 | 1411.23 | 0 | 0 | -616.912 | 0 | 67012 | 946.936 | 65748.4 | 65419.6602
8272 | 1997-12-11 15:00 | 168 | 621 | 38 | 16.7 | 5.2 | 0.17 | 12.1375 | 232.082 | 74.4578 | 0 |  | 168 | 165.586 | 42.8149 | 0.063929 | 99.1805 | 39.9757 | 0.063929 | 84.7251 | 38.2467 | 0 | 120.512 | 120.493 | 29832.2 | 22.4259 | 28541.9 | 28607.4 | 28396.2 | 28396.2 | 27998.6 | 27985.9 | 1536.25 | 0 | 0 | 18.3765 | 0 | 27967.6 | 950 | 27255.6 | 27119.2969
8273 | 1997-12-11 16:00 | 22 | 186 | 11 | 16.1 | 5.7 | 0.17 | 1.6038 | 241.061 | 85.308 | 0 |  | 22 | 10.3362 | 11.02 | 0.0083717 | 4.9685 | 10.2596 | 0.0083717 | 2.1234 | 9.8162 | 0 | 11.7008 | 11.6869 | 2893.72 | 16.6429 | 1957.69 | 2003.46 | 1984.69 | 1984.69 | 1956.91 | 1956.85 | 1466.71 | 0 | 0 | 0.076751 | 0 | 1956.77 | 950 | 1859.17 | 1849.8729
8274 | 1997-12-11 17:00 | 0 | 0 | 0 | 15.6 | 4.6 | 0.17
8275 | 1997-12-11 18:00 | 0 | 0 | 0 | 15 | 3.6 | 0.17
8276 | 1997-12-11 19:00 | 0 | 0 | 0 | 13.3 | 3.1 | 0.17
8277 | 1997-12-11 20:00 | 0 | 0 | 0 | 12.2 | 2.6 | 0.17
8278 | 1997-12-11 21:00 | 0 | 0 | 0 | 13.3 | 3.6 | 0.17
8279 | 1997-12-11 22:00 | 0 | 0 | 0 | 14.4 | 7.7 | 0.17
8280 | 1997-12-11 23:00 | 0 | 0 | 0 | 13.9 | 4.1 | 0.17
8281 | 1997-12-12 | 0 | 0 | 0 | 10.6 | 2.1 | 0.17
8282 | 1997-12-12 01:00 | 0 | 0 | 0 | 13.9 | 4.6 | 0.17
8283 | 1997-12-12 02:00 | 0 | 0 | 0 | 12.2 | 3.1 | 0.17
8284 | 1997-12-12 03:00 | 0 | 0 | 0 | 9.4 | 1.5 | 0.17
8285 | 1997-12-12 04:00 | 0 | 0 | 0 | 8.9 | 0 | 0.17
8286 | 1997-12-12 05:00 | 0 | 0 | 0 | 10.6 | 0 | 0.17
8287 | 1997-12-12 06:00 | 3 | 83 | 1 | 10 | 1.5 | 0.17 | -3.0356 | 115.664 | 89.7391 | 0 |  | 3 | 0.10467 | 0.62733 | 0.0011416 | 0 | 0.58738 | 0 | 0 | 0.56197 | 0 | 0.55073 | 0.55059 | 136.304 | 10.031 | 6.268 | 6.2119 | 0.73423 | 0.71615 | 0.70612 | 0.70612 | 757.135 | 0 | 0 | 0 | 0.044581 | 0.66154 | 818.721 | 0.63362 | 0.63045
8288 | 1997-12-12 07:00 | 102 | 569 | 23 | 11.7 | 0 | 0.17 | 7.9026 | 124.075 | 81.4033 | 0 |  | 102 | 85.7802 | 24.2486 | 0.038814 | 81.0204 | 22.7783 | 0.038814 | 58.5092 | 21.7919 | 0 | 78.6951 | 78.624 | 19460.4 | 16.4336 | 18103.7 | 18613 | 18426.5 | 18426.5 | 18168.5 | 18161.9 | 1421.01 | 0 | 0 | 8.0561 | 0 | 18153.8 | 949.686 | 17522.1 | 17434.5234
8289 | 1997-12-12 08:00 | 268 | 762 | 37 | 13.9 | 2.6 | 0.17 | 17.7048 | 134.031 | 70.9738 | 0 |  | 268 | 247.346 | 38.9746 | 0.10198 | 220.774 | 36.5297 | 0.10198 | 198.497 | 34.9485 | 0 | 228.777 | 228.431 | 56542.2 | 26.1183 | 55487.8 | 54928.9 | 54593.8 | 54593.8 | 53071.1 | 53021.9 | 1446.13 | 0 | 0 | 61.9463 | 0 | 52960 | 948.458 | 51780.1 | 51521.168
8290 | 1997-12-12 09:00 | 425 | 867 | 48 | 15 | 2.1 | 0.17 | 25.821 | 146.047 | 62.146 | 0 |  | 425 | 404.031 | 50.6057 | 0.16173 | 291.615 | 47.3965 | 0.16173 | 275.987 | 45.3453 | 0 | 314.905 | 315.098 | 78015.4 | 32.2418 | 77432.3 | 73680.8 | 73002.9 | 73002.9 | 71228.8 | 71129.4 | 1505.69 | 0 | 0 | 122.77 | 0 | 71006.6 | 948.57 | 69735.7 | 69386.9844
8291 | 1997-12-12 10:00 | 550 | 948 | 55 | 16.7 | 3.6 | 0.17 | 31.5258 | 160.371 | 55.7014 | 0 |  | 550 | 533.121 | 58.1101 | 0.20929 | 432.563 | 54.4006 | 0.20929 | 416.197 | 52.0465 | 0 | 458.879 | 458.279 | 113451 | 40.122 | 113384 | 105060 | 104634 | 104634 | 99161.9 | 98950.1 | 1402.4 | 0 | 0 | -715.225 | 950.844 | 98714.5 | 941.577 | 96992.7 | 96507.7812
8292 | 1997-12-12 11:00 | 597 | 964 | 58 | 17.2 | 4.1 | 0.17 | 34.0647 | 176.508 | 52.5294 | 0 |  | 597 | 585.209 | 61.4911 | 0.22718 | 536.717 | 57.5444 | 0.22718 | 519.523 | 55.0544 | 0 | 563.085 | 562.343 | 139220 | 45.2942 | 139497 | 127920 | 127504 | 127504 | 125719 | 125474 | 1467.46 | 0 | 0 | 286.942 | 0 | 125187 | 950 | 123106 | 122490.5234
8293 | 1997-12-12 12:00 | 577 | 958 | 57 | 17.8 | 5.2 | 0.17 | 33.0085 | 193.015 | 53.2142 | 0 |  | 577 | 571.506 | 60.7321 | 0.21957 | 548.995 | 56.8141 | 0.21957 | 530.608 | 54.3559 | 0 | 573.265 | 572.608 | 141752 | 45.0105 | 142055 | 131083 | 130482 | 130482 | 128655 | 128417 | 1511.26 | 0 | 0 | 317.605 | 0 | 128100 | 950 | 125976 | 125345.8125
8294 | 1997-12-12 13:00 | 494 | 927 | 52 | 17.8 | 3.6 | 0.17 | 28.544 | 208.214 | 57.6144 | 0 |  | 494 | 495.354 | 55.8014 | 0.18798 | 440.198 | 52.1822 | 0.18798 | 421.213 | 49.9246 | 0 | 461.715 | 461.092 | 114143 | 41.3658 | 114040 | 106186 | 105288 | 105288 | 103813 | 103641 | 1483.42 | 0 | 0 | 213.051 | 0 | 103428 | 950 | 101728 | 101219.4609
8295 | 1997-12-12 14:00 | 346 | 838 | 42 | 17.8 | 2.1 | 0.17 | 21.3399 | 221.194 | 64.978 | 0 |  | 346 | 353.228 | 45.6037 | 0.13166 | 279.234 | 42.6265 | 0.13166 | 260.012 | 40.7825 | 0 | 294.779 | 294.571 | 72934.3 | 33.9186 | 72188.3 | 68960.1 | 68509.8 | 68509.8 | 64998.8 | 64906.3 | 1408.93 | 0 | 0 | -453.447 | 0 | 65359.7 | 946.495 | 64128.1 | 63807.4805
8296 | 1997-12-12 15:00 | 164 | 639 | 29 | 17.2 | 2.6 | 0.17 | 12.1646 | 231.952 | 74.4265 | 0 |  | 164 | 171.915 | 32.3213 | 0.062407 | 103.006 | 30.1865 | 0.062407 | 88.0399 | 28.8809 | 0 | 114.582 | 114.538 | 28357.9 | 23.3264 | 27090.8 | 27019.6 | 26814.8 | 26814.8 | 26439.4 | 26427.5 | 1538.54 | 0 | 0 | 16.9549 | 0 | 26410.6 | 950 | 25738.8 | 25610.0957
8297 | 1997-12-12 16:00 | 24 | 252 | 9 | 17.2 | 2.6 | 0.17 | 1.6464 | 240.938 | 85.2604 | 0 |  | 24 | 14.2374 | 9.1005 | 0.0091327 | 6.8682 | 8.473 | 0.0091327 | 2.9576 | 8.1068 | 0 | 10.8431 | 10.8328 | 2682.38 | 17.7794 | 1772.97 | 1806.53 | 1785.73 | 1785.73 | 1760.73 | 1760.68 | 1414.82 | 0 | 0 | 0.065873 | 0 | 1760.61 | 950 | 1672.92 | 1664.5577
8298 | 1997-12-12 17:00 | 0 | 0 | 0 | 15.6 | 2.1 | 0.17
8299 | 1997-12-12 18:00 | 0 | 0 | 0 | 15.6 | 2.1 | 0.17
8300 | 1997-12-12 19:00 | 0 | 0 | 0 | 12.8 | 1.5 | 0.17
8301 | 1997-12-12 20:00 | 0 | 0 | 0 | 12.2 | 1.5 | 0.17
8302 | 1997-12-12 21:00 | 0 | 0 | 0 | 10.6 | 1.5 | 0.17
8303 | 1997-12-12 22:00 | 0 | 0 | 0 | 11.1 | 1.5 | 0.17
8304 | 1997-12-12 23:00 | 0 | 0 | 0 | 10 | 1.5 | 0.17
8305 | 1997-12-13 | 0 | 0 | 0 | 12.2 | 4.1 | 0.17
8306 | 1997-12-13 01:00 | 0 | 0 | 0 | 10 | 1.5 | 0.17
8307 | 1997-12-13 02:00 | 0 | 0 | 0 | 8.9 | 0 | 0.17
8308 | 1997-12-13 03:00 | 0 | 0 | 0 | 8.3 | 0 | 0.17
8309 | 1997-12-13 04:00 | 0 | 0 | 0 | 7.2 | 2.6 | 0.17
8310 | 1997-12-13 05:00 | 0 | 0 | 0 | 7.2 | 1.5 | 0.17
8311 | 1997-12-13 06:00 | 2 | 78 | 1 | 10.6 | 3.6 | 0.17 | -3.1633 | 115.658 | 89.7682 | 0 |  | 2 | 0.046488 | 0.62177 | 0.00076106 | 0 | 0.58208 | 0 | 0 | 0.5569 | 0 | 0.54576 | 0.54545 | 135.032 | 10.6279 | 6.1377 | 6.0849 | 0.56357 | 0.53791 | 0.52948 | 0.52948 | 680.378 | 0 | 0 | 0 | 0.036147 | 0.49333 | 796.406 | 0.47427 | 0.47189
8312 | 1997-12-13 07:00 | 100 | 558 | 24 | 12.8 | 4.6 | 0.17 | 7.7764 | 124.056 | 81.5304 | 0 |  | 100 | 82.6219 | 25.288 | 0.038053 | 78.0626 | 23.7554 | 0.038053 | 56.0003 | 22.7267 | 0 | 77.1524 | 77.2049 | 19109.4 | 16.5703 | 17754.2 | 18256.3 | 18076.6 | 18076.6 | 17823.6 | 17817.1 | 1423.94 | 0 | 0 | 7.7496 | 0 | 17809.4 | 949.872 | 17184.4 | 17098.4434
8313 | 1997-12-13 08:00 | 279 | 799 | 38 | 16.1 | 1.5 | 0.17 | 17.5828 | 133.992 | 71.0979 | 0 |  | 279 | 258.153 | 40.0178 | 0.10617 | 230.555 | 37.5078 | 0.10617 | 207.074 | 35.8843 | 0 | 238.099 | 237.969 | 58904.1 | 29.4817 | 57885 | 56556.4 | 56220.7 | 56220.7 | 54624.5 | 54572.1 | 1441.7 | 0 | 0 | 65.5671 | 0 | 54506.6 | 948.508 | 53311 | 53044.4609
8314 | 1997-12-13 09:00 | 421 | 859 | 49 | 17.2 | 2.1 | 0.17 | 25.708 | 145.982 | 62.2624 | 0 |  | 421 | 398.763 | 51.6511 | 0.1602 | 287.866 | 48.3759 | 0.1602 | 272.33 | 46.2823 | 0 | 312.24 | 311.976 | 77241.4 | 34.2709 | 76641.5 | 72373.4 | 71701.2 | 71701.2 | 69977.7 | 69878.1 | 1473.73 | 0 | 0 | 114.87 | 0 | 69763.3 | 948.664 | 68513.6 | 68171
8315 | 1997-12-13 10:00 | 496 | 842 | 58 | 18.9 | 2.6 | 0.17 | 31.429 | 160.274 | 55.8025 | 0 |  | 496 | 471.809 | 61.2481 | 0.18874 | 381.884 | 57.3384 | 0.18874 | 367.355 | 54.8571 | 0 | 413.768 | 413.569 | 102388 | 41.0209 | 102140 | 94428.3 | 93831.9 | 93831.9 | 89878.3 | 89701.4 | 1401.82 | 0 | 0 | -142.704 | 472.663 | 89371.5 | 940.485 | 87818.8 | 87379.6719
8316 | 1997-12-13 11:00 | 524 | 834 | 59 | 20.6 | 0 | 0.17 | 33.9923 | 176.382 | 52.6056 | 0 |  | 524 | 504.932 | 62.5426 | 0.1994 | 463.1 | 58.5286 | 0.1994 | 448.198 | 55.996 | 0 | 494.111 | 493.537 | 122186 | 50.3134 | 122206 | 109689 | 109331 | 109331 | 107800 | 107620 | 1467.71 | 0 | 0 | 211.731 | 0 | 107408 | 950 | 105620 | 105091.8672
8317 | 1997-12-13 12:00 | 538 | 873 | 64 | 21.1 | 4.6 | 0.17 | 32.9661 | 192.873 | 53.2583 | 0 |  | 538 | 521.006 | 68.1035 | 0.20472 | 500.488 | 63.7101 | 0.20472 | 483.683 | 60.9535 | 0 | 533.743 | 532.962 | 131937 | 47.1274 | 132090 | 120881 | 120328 | 120328 | 118643 | 118444 | 1524.76 | 0 | 0 | 273.549 | 0 | 118171 | 950 | 116233 | 115651.8203
8318 | 1997-12-13 13:00 | 492 | 920 | 53 | 19.4 | 7.7 | 0.17 | 28.5316 | 208.07 | 57.6259 | 0 |  | 492 | 492.031 | 56.8636 | 0.18722 | 438.171 | 53.1757 | 0.18722 | 419.26 | 50.8751 | 0 | 460.732 | 460.737 | 114058 | 38.9403 | 113952 | 107303 | 106437 | 106437 | 104947 | 104773 | 1477.76 | 0 | 0 | 218.324 | 0 | 104554 | 950 | 102835 | 102320.3516
8319 | 1997-12-13 14:00 | 321 | 762 | 44 | 18.3 | 5.2 | 0.17 | 21.353 | 221.058 | 64.962 | 0 |  | 321 | 321.859 | 47.7466 | 0.12215 | 255.011 | 44.6298 | 0.12215 | 237.48 | 42.6991 | 0 | 274.576 | 274.268 | 67907.7 | 31.3333 | 67069.4 | 64887.1 | 64436.3 | 64436.3 | 61516.2 | 61433.7 | 1408.34 | 0 | 0 | -460.326 | 0 | 61894 | 946.481 | 60684 | 60380.6211
8320 | 1997-12-13 15:00 | 163 | 546 | 48 | 17.8 | 4.6 | 0.17 | 12.1977 | 231.827 | 74.3894 | 0 |  | 163 | 146.394 | 53.8714 | 0.062026 | 87.8996 | 50.2984 | 0.062026 | 75.1654 | 48.123 | 0 | 120.823 | 120.646 | 29870.2 | 23.6918 | 28547.1 | 28522.8 | 28359.4 | 28359.4 | 27962.4 | 27950.5 | 1539.36 | 0 | 0 | 18.0456 | 0 | 27932.5 | 950 | 27205.5 | 27069.4707
8321 | 1997-12-13 16:00 | 22 | 157 | 12 | 17.2 | 2.6 | 0.17 | 1.6944 | 240.821 | 85.2076 | 0 |  | 22 | 9.5971 | 12.0867 | 0.0083717 | 4.638 | 11.2555 | 0.0083717 | 2.0162 | 10.769 | 0 | 12.5295 | 12.5247 | 3101.07 | 17.8699 | 2146.14 | 2190.71 | 2171.36 | 2171.36 | 2140.97 | 2140.9 | 1491.38 | 0 | 0 | 0.09116 | 0 | 2140.81 | 950 | 2034.26 | 2024.0842
8322 | 1997-12-13 17:00 | 0 | 0 | 0 | 16.1 | 2.1 | 0.17
8323 | 1997-12-13 18:00 | 0 | 0 | 0 | 15.6 | 2.1 | 0.17
8324 | 1997-12-13 19:00 | 0 | 0 | 0 | 14.4 | 1.5 | 0.17
8325 | 1997-12-13 20:00 | 0 | 0 | 0 | 13.9 | 1.5 | 0.17
8326 | 1997-12-13 21:00 | 0 | 0 | 0 | 13.9 | 1.5 | 0.17
8327 | 1997-12-13 22:00 | 0 | 0 | 0 | 12.8 | 0 | 0.17
8328 | 1997-12-13 23:00 | 0 | 0 | 0 | 13.3 | 0 | 0.17
8329 | 1997-12-14 | 0 | 0 | 0 | 12.2 | 1.5 | 0.17
8330 | 1997-12-14 01:00 | 0 | 0 | 0 | 12.2 | 1.5 | 0.17
8331 | 1997-12-14 02:00 | 0 | 0 | 0 | 10 | 0 | 0.17
8332 | 1997-12-14 03:00 | 0 | 0 | 0 | 8.9 | 0 | 0.17
8333 | 1997-12-14 04:00 | 0 | 0 | 0 | 8.3 | 2.1 | 0.17
8334 | 1997-12-14 05:00 | 0 | 0 | 0 | 10.6 | 2.1 | 0.17
8335 | 1997-12-14 06:00 | 1 | 16 | 1 | 8.9 | 3.6 | 0.17 | -3.2876 | 115.646 | 89.7947 | 0 |  | 1 | 0 | 1.0787 | 0.00038053 | 0 | 1.0088 | 0 | 0 | 0.96511 | 0 | 0.94581 | 0.94541 | 234.047 | 8.9483 | 18.3016 | 18.1259 | 16.8965 | 16.8965 | 16.66 | 16.66 | 1340.84 | 0 | 0 | 4.6841e-06 | 0 | 16.66 | 950 | 15.7993 | 15.7203
8336 | 1997-12-14 07:00 | 82 | 337 | 37 | 12.2 | 2.6 | 0.17 | 7.6544 | 124.03 | 81.6539 | 0 |  | 82 | 48.9767 | 38.6515 | 0.031203 | 46.297 | 36.3297 | 0.031203 | 32.9899 | 34.7562 | 0 | 66.3912 | 66.3748 | 16429.5 | 15.7502 | 15067.7 | 15560 | 15440.2 | 15440.2 | 15224 | 15219.8 | 1454.11 | 0 | 0 | 5.3542 | 0 | 15214.5 | 950 | 14632.9 | 14559.7051
8337 | 1997-12-14 08:00 | 254 | 642 | 61 | 15 | 3.1 | 0.17 | 17.4658 | 133.947 | 71.2174 | 0 |  | 254 | 206.809 | 64.1136 | 0.096655 | 184.766 | 60.1334 | 0.096655 | 165.778 | 57.5301 | 0 | 218.842 | 218.604 | 54111.7 | 26.4297 | 52999.2 | 52467.8 | 52172.3 | 52172.3 | 51320.7 | 51276.4 | 1456.35 | 0 | 0 | 17.9313 | 0 | 51258.5 | 950 | 50094.9 | 49844.4141
8338 | 1997-12-14 09:00 | 411 | 768 | 80 | 17.2 | 3.1 | 0.17 | 25.601 | 145.911 | 62.3732 | 0 |  | 411 | 354.885 | 84.3408 | 0.1564 | 255.887 | 79.0167 | 0.1564 | 241.991 | 75.5968 | 0 | 311.236 | 310.712 | 76930.1 | 33.4455 | 76259 | 72588.8 | 71879.3 | 71879.3 | 70428.4 | 70335.9 | 1492.07 | 0 | 0 | 114.952 | 0 | 70221 | 949.442 | 68946.2 | 68601.5156
8339 | 1997-12-14 10:00 | 512 | 812 | 91 | 18.9 | 3.6 | 0.17 | 31.339 | 160.173 | 55.897 | 0 |  | 512 | 453.561 | 96.4465 | 0.19483 | 366.523 | 90.312 | 0.19483 | 352.506 | 86.4036 | 0 | 430.131 | 429.517 | 106331 | 40.8521 | 106108 | 98382.8 | 97916.2 | 97916.2 | 94343.1 | 94155.2 | 1401.15 | 0 | 0 | 54.1207 | 0 | 94101.1 | 941.994 | 92481.6 | 92019.1562
8340 | 1997-12-14 11:00 | 549 | 816 | 95 | 18.3 | 4.6 | 0.17 | 33.9273 | 176.254 | 52.6745 | 0 |  | 549 | 493.04 | 101.254 | 0.20891 | 452.202 | 94.7706 | 0.20891 | 437.593 | 90.6696 | 0 | 517.697 | 517.249 | 128056 | 43.5601 | 128151 | 118554 | 118176 | 118176 | 116521 | 116311 | 1458.85 | 0 | 0 | 248.742 | 0 | 116062 | 950 | 114135 | 113564.5781
8341 | 1997-12-14 12:00 | 542 | 827 | 94 | 18.3 | 4.6 | 0.17 | 32.9313 | 192.73 | 53.2949 | 0 |  | 542 | 492.468 | 100.745 | 0.20625 | 473.077 | 94.2522 | 0.20625 | 457.158 | 90.174 | 0 | 536.386 | 535.658 | 132604 | 44.4591 | 132760 | 122846 | 122291 | 122291 | 120579 | 120374 | 1519.59 | 0 | 0 | 283.359 | 0 | 120090 | 950 | 118116 | 117524.9609
8342 | 1997-12-14 13:00 | 425 | 690 | 97 | 18.3 | 4.1 | 0.17 | 28.5264 | 207.929 | 57.6304 | 0 |  | 425 | 367.639 | 104.863 | 0.16173 | 327.915 | 98.0597 | 0.16173 | 313.759 | 93.8172 | 0 | 399.424 | 399.304 | 98850.2 | 38.2489 | 98452.8 | 93108.4 | 92458.8 | 92458.8 | 91163.6 | 91036.1 | 1489.29 | 0 | 0 | 165.897 | 0 | 90870.2 | 950 | 89366.6 | 88919.7422
8343 | 1997-12-14 14:00 | 305 | 574 | 96 | 18.3 | 3.1 | 0.17 | 21.3728 | 220.927 | 64.9396 | 0 |  | 305 | 242.836 | 103.946 | 0.11606 | 192.834 | 97.1522 | 0.11606 | 179.601 | 92.9494 | 0 | 267.099 | 266.712 | 66034.2 | 32.245 | 65094.8 | 62963.1 | 62606.9 | 62606.9 | 61730.4 | 61651.1 | 1392.16 | 0 | 0 | 56.3832 | 0 | 61594.7 | 949.999 | 60331.9 | 60030.2266
8344 | 1997-12-14 15:00 | 143 | 435 | 51 | 17.8 | 2.6 | 0.17 | 12.2368 | 231.707 | 74.3465 | 0 |  | 143 | 117.06 | 57.0352 | 0.054416 | 70.4349 | 53.2554 | 0.054416 | 60.2656 | 50.9521 | 0 | 108.993 | 108.941 | 26971.6 | 23.627 | 25613.9 | 25625.8 | 25463.6 | 25463.6 | 25107.1 | 25097.8 | 1542.73 | 0 | 0 | 14.1956 | 0 | 25083.6 | 950 | 24385.6 | 24263.6719
8345 | 1997-12-14 16:00 | 19 | 86 | 13 | 16.7 | 3.1 | 0.17 | 1.7479 | 240.71 | 85.1497 | 0 |  | 19 | 5.8277 | 13.048 | 0.0072301 | 2.8325 | 12.1569 | 0.0072301 | 1.2404 | 11.6313 | 0 | 12.6143 | 12.5998 | 3119.57 | 17.3588 | 2159.11 | 2207.71 | 2191.18 | 2191.18 | 2160.5 | 2160.43 | 1451.23 | 0 | 0 | 0.085507 | 0 | 2160.34 | 950 | 2052.55 | 2042.2886
8346 | 1997-12-14 17:00 | 0 | 0 | 0 | 15.6 | 1.5 | 0.17
8347 | 1997-12-14 18:00 | 0 | 0 | 0 | 15 | 2.6 | 0.17
8348 | 1997-12-14 19:00 | 0 | 0 | 0 | 13.9 | 2.6 | 0.17
8349 | 1997-12-14 20:00 | 0 | 0 | 0 | 13.3 | 1.5 | 0.17
8350 | 1997-12-14 21:00 | 0 | 0 | 0 | 12.2 | 0 | 0.17
8351 | 1997-12-14 22:00 | 0 | 0 | 0 | 11.7 | 0 | 0.17
8352 | 1997-12-14 23:00 | 0 | 0 | 0 | 11.1 | 0 | 0.17
8353 | 1997-12-15 | 0 | 0 | 0 | 10 | 1.5 | 0.17
8354 | 1997-12-15 01:00 | 0 | 0 | 0 | 10 | 0 | 0.17
8355 | 1997-12-15 02:00 | 0 | 0 | 0 | 10 | 0 | 0.17
8356 | 1997-12-15 03:00 | 0 | 0 | 0 | 10 | 0 | 0.17
8357 | 1997-12-15 04:00 | 0 | 0 | 0 | 10.6 | 0 | 0.17
8358 | 1997-12-15 05:00 | 0 | 0 | 0 | 11.1 | 0 | 0.17
8359 | 1997-12-15 06:00 | 1 | 3 | 1 | 11.1 | 0 | 0.17 | -3.4084 | 115.627 | 89.8205 | 0 |  | 1 | 0 | 1.0793 | 0.00038053 | 0 | 1.0093 | 0 | 0 | 0.96567 | 0 | 0.94635 | 0.94605 | 234.207 | 11.157 | 18.3326 | 18.1809 | 16.9532 | 16.9532 | 16.7158 | 16.7158 | 1333.73 | 0 | 0 | 4.5772e-06 | 0 | 16.7158 | 950 | 15.8523 | 15.773
8360 | 1997-12-15 07:00 | 29 | 0 | 29 | 12.2 | 0 | 0.17 | 7.5366 | 123.997 | 81.7736 | 0 |  | 29 | 0 | 28.7142 | 0.011035 | 0 | 26.8502 | 0.011035 | 0 | 25.6885 | 0 | 25.1748 | 25.1596 | 6228.65 | 13.7147 | 5077.02 | 5282.2 | 5250.46 | 5250.46 | 5176.95 | 5176.6 | 1541.28 | 0 | 0 | 0.57558 | 0 | 5176.02 | 950 | 4929.24 | 4904.5962
8361 | 1997-12-15 08:00 | 80 | 0 | 80 | 13.3 | 0 | 0.17 | 17.354 | 133.895 | 71.3323 | 0 |  | 80 | 0 | 79.4707 | 0.030442 | 0 | 74.3369 | 0.030442 | 0 | 71.1206 | 0 | 69.6982 | 69.6494 | 17242.5 | 17.4932 | 15837.8 | 16284.7 | 16225.4 | 16225.4 | 15998.2 | 15994.9 | 1565.85 | 0 | 0 | 5.6227 | 0 | 15989.3 | 950 | 15360.6 | 15283.7969
8362 | 1997-12-15 09:00 | 205 | 197 | 120 | 15 | 0 | 0.17 | 25.5 | 145.835 | 62.4783 | 0 |  | 205 | 91.1494 | 122.864 | 0.078009 | 65.5005 | 115.034 | 0.078009 | 61.9266 | 110.056 | 0 | 168.543 | 168.422 | 41696.5 | 25.1398 | 40404.3 | 40240.7 | 40060.1 | 40060.1 | 39499.2 | 39475.3 | 1511.17 | 0 | 0 | 32.8867 | 0 | 39442.4 | 950 | 38487.2 | 38294.793
8363 | 1997-12-15 10:00 | 358 | 335 | 184 | 17.2 | 0 | 0.17 | 31.2559 | 160.069 | 55.9849 | 0 |  | 358 | 187.479 | 189.119 | 0.13623 | 151.005 | 177.015 | 0.13623 | 145.203 | 169.355 | 0 | 308.267 | 307.94 | 76235.3 | 35.7395 | 75434.6 | 72049.2 | 71695.4 | 71695.4 | 70681.3 | 70577.7 | 1372.45 | 0 | 0 | 63.5253 | 0 | 70514.1 | 949.999 | 69199 | 68852.9688
8364 | 1997-12-15 11:00 | 516 | 623 | 169 | 17.8 | 2.6 | 0.17 | 33.8698 | 176.125 | 52.736 | 0 |  | 516 | 376.87 | 178.019 | 0.19635 | 345.66 | 166.609 | 0.19635 | 334.454 | 159.4 | 0 | 483.976 | 483.522 | 119706 | 43.6626 | 119647 | 110822 | 110487 | 110487 | 108940 | 108767 | 1494.88 | 0 | 0 | 229.412 | 0 | 108537 | 950 | 106740 | 106206.2344
8365 | 1997-12-15 12:00 | 488 | 704 | 106 | 18.3 | 6.2 | 0.17 | 32.9039 | 192.589 | 53.3241 | 0 |  | 488 | 419.939 | 113.836 | 0.1857 | 403.407 | 106.504 | 0.1857 | 389.81 | 101.896 | 0 | 481.871 | 481.267 | 119140 | 40.1526 | 119074 | 112169 | 111675 | 111675 | 110112 | 109944 | 1532.92 | 0 | 0 | 239.859 | 0 | 109704 | 950 | 107921 | 107381.5703
8366 | 1997-12-15 13:00 | 438 | 718 | 96 | 17.8 | 5.2 | 0.17 | 28.5284 | 207.791 | 57.6278 | 0 |  | 438 | 383.335 | 103.816 | 0.16667 | 342.538 | 97.0802 | 0.16667 | 327.752 | 92.8801 | 0 | 412.219 | 412.152 | 102031 | 37.3855 | 101690 | 96498.4 | 95849.8 | 95849.8 | 94507.9 | 94373.4 | 1498.49 | 0 | 0 | 181.186 | 0 | 94192.2 | 950 | 92648.5 | 92185.2109
8367 | 1997-12-15 14:00 | 311 | 674 | 65 | 17.2 | 4.1 | 0.17 | 21.3992 | 220.8 | 64.9106 | 0 |  | 311 | 285.8 | 71.031 | 0.11835 | 227.811 | 66.3869 | 0.11835 | 212.213 | 63.5151 | 0 | 270.214 | 269.861 | 66815.4 | 30.682 | 65921.1 | 64035.3 | 63603 | 63603 | 62173.1 | 62091 | 1400.51 | 0 | 0 | -232.791 | 0 | 62323.8 | 948.87 | 61070.2 | 60764.8867
8368 | 1997-12-15 15:00 | 164 | 494 | 59 | 16.7 | 4.1 | 0.17 | 12.2818 | 231.591 | 74.2978 | 0 |  | 164 | 133.523 | 65.3541 | 0.062407 | 80.3701 | 61.0312 | 0.062407 | 68.8195 | 58.3915 | 0 | 124.667 | 124.552 | 30836.8 | 22.9225 | 29497.3 | 29580.4 | 29393.5 | 29393.5 | 28982 | 28969.7 | 1544.75 | 0 | 0 | 18.988 | 0 | 28950.7 | 950 | 28194.3 | 28053.2988
8369 | 1997-12-15 16:00 | 19 | 62 | 15 | 16.1 | 3.6 | 0.17 | 1.8066 | 240.603 | 85.0867 | 0 |  | 19 | 3.9355 | 15.0089 | 0.0072301 | 1.9156 | 14.0025 | 0.0072301 | 0.8486 | 13.397 | 0 | 13.9607 | 13.9541 | 3454.74 | 16.8132 | 2466.19 | 2528.76 | 2511.42 | 2511.42 | 2476.26 | 2476.17 | 1471.03 | 0 | 0 | 0.11889 | 0 | 2476.05 | 950 | 2352.98 | 2341.2163
8370 | 1997-12-15 17:00 | 0 | 0 | 0 | 15.6 | 2.6 | 0.17
8371 | 1997-12-15 18:00 | 0 | 0 | 0 | 15 | 1.5 | 0.17
8372 | 1997-12-15 19:00 | 0 | 0 | 0 | 14.4 | 1.5 | 0.17
8373 | 1997-12-15 20:00 | 0 | 0 | 0 | 13.9 | 1.5 | 0.17
8374 | 1997-12-15 21:00 | 0 | 0 | 0 | 13.3 | 0 | 0.17
8375 | 1997-12-15 22:00 | 0 | 0 | 0 | 12.2 | 0 | 0.17
8376 | 1997-12-15 23:00 | 0 | 0 | 0 | 12.2 | 1.5 | 0.17
8377 | 1997-12-16 | 0 | 0 | 0 | 11.7 | 2.1 | 0.17
8378 | 1997-12-16 01:00 | 0 | 0 | 0 | 10.6 | 2.1 | 0.17
8379 | 1997-12-16 02:00 | 0 | 0 | 0 | 11.1 | 0 | 0.17
8380 | 1997-12-16 03:00 | 0 | 0 | 0 | 9.4 | 1.5 | 0.17
8381 | 1997-12-16 04:00 | 0 | 0 | 0 | 9.4 | 0 | 0.17
8382 | 1997-12-16 05:00 | 0 | 0 | 0 | 9.4 | 0 | 0.17
8383 | 1997-12-16 06:00 | 2 | 62 | 0 | 9.4 | 1.5 | 0.17 | -3.5256 | 115.601 | 89.8456 | 0 |  | 2 | 0.061965 | 0 | 0.00076106 | 0 | 0 | 0 | 0 | 0 | 0 | 0 | 0 | 0 | 9.4 | 0 | 0 | 0 | 0 | 0 | 0 | 790 | 0 | 0 | 0 | 0 | 0 | 790 | 0 | 0
8384 | 1997-12-16 07:00 | 80 | 382 | 30 | 11.7 | 1.5 | 0.17 | 7.4231 | 123.958 | 81.8894 | 0 |  | 80 | 54.5318 | 31.5302 | 0.030442 | 51.5815 | 29.6581 | 0.030442 | 36.2652 | 28.3734 | 0 | 63.3458 | 63.2944 | 15666.7 | 15.2592 | 14323.2 | 14808.3 | 14680.6 | 14680.6 | 14475.1 | 14471.1 | 1448.26 | 0 | 0 | 5.0697 | 0 | 14466 | 950 | 13909.2 | 13839.6211
8385 | 1997-12-16 08:00 | 233 | 528 | 76 | 15 | 0 | 0.17 | 17.2473 | 133.838 | 71.4423 | 0 |  | 233 | 168.332 | 79.4317 | 0.088664 | 150.633 | 74.4809 | 0.088664 | 134.885 | 71.2567 | 0 | 202.019 | 201.791 | 49950.9 | 27.1489 | 48767.7 | 48175.1 | 47940.4 | 47940.4 | 47269.2 | 47232.3 | 1452.95 | 0 | 0 | 47.5829 | 0 | 47184.8 | 950 | 46084.4 | 45853.9453
8386 | 1997-12-16 09:00 | 296 | 509 | 79 | 16.1 | 0 | 0.17 | 25.4051 | 145.755 | 62.5777 | 0 |  | 296 | 232.733 | 83.5112 | 0.11264 | 167.318 | 78.2588 | 0.11264 | 158.132 | 74.8715 | 0 | 228.344 | 228.206 | 56499.6 | 29.8391 | 55479.2 | 53804.1 | 53458.9 | 53458.9 | 52495.7 | 52446 | 1497.29 | 0 | 0 | 62.5933 | 0 | 52383.4 | 948.998 | 51250 | 50993.7031
8387 | 1997-12-16 10:00 | 428 | 415 | 213 | 16.7 | 3.6 | 0.17 | 31.1797 | 159.961 | 56.0659 | 0 |  | 428 | 231.677 | 218.939 | 0.16287 | 186.615 | 204.931 | 0.16287 | 179.411 | 196.063 | 0 | 367.965 | 367.807 | 91056.5 | 35.4981 | 90506.9 | 86511.6 | 86074.9 | 86074.9 | 84785.4 | 84641.4 | 1396.62 | 0 | 0 | 32.2467 | 0 | 84609.2 | 950 | 83153.7 | 82737.9297
8388 | 1997-12-16 11:00 | 474 | 656 | 110 | 18.9 | 2.6 | 0.17 | 33.8197 | 175.994 | 52.7901 | 0 |  | 474 | 395.357 | 117.354 | 0.18037 | 362.076 | 109.848 | 0.18037 | 350.302 | 105.094 | 0 | 446.288 | 445.777 | 110360 | 42.7437 | 110157 | 102323 | 102118 | 102118 | 100688 | 100536 | 1482.43 | 0 | 0 | 190.504 | 0 | 100346 | 950 | 98671.9 | 98178.5391
8389 | 1997-12-16 12:00 | 516 | 762 | 104 | 19.4 | 4.1 | 0.17 | 32.8841 | 192.449 | 53.3458 | 0 |  | 516 | 452.931 | 111.109 | 0.19635 | 435.103 | 103.948 | 0.19635 | 420.419 | 99.4507 | 0 | 509.472 | 508.913 | 125982 | 44.8249 | 126031 | 116470 | 115957 | 115957 | 114334 | 114148 | 1516.16 | 0 | 0 | 253.394 | 0 | 113895 | 950 | 112035 | 111474.875
8390 | 1997-12-16 13:00 | 466 | 868 | 52 | 20.6 | 3.1 | 0.17 | 28.5374 | 207.656 | 57.618 | 0 |  | 466 | 464.027 | 55.8042 | 0.17733 | 415.29 | 52.1856 | 0.17733 | 397.372 | 49.9278 | 0 | 438.354 | 438.366 | 108519 | 43.5199 | 108320 | 100042 | 99253.6 | 99253.6 | 97863.7 | 97713.2 | 1498.29 | 0 | 0 | 191.667 | 0 | 97521.5 | 950 | 95919.3 | 95439.7266
8391 | 1997-12-16 14:00 | 349 | 837 | 44 | 20.6 | 3.1 | 0.17 | 21.4321 | 220.677 | 64.8753 | 0 |  | 349 | 354.293 | 47.7453 | 0.13281 | 282.429 | 44.6292 | 0.13281 | 263.139 | 42.6985 | 0 | 299.721 | 299.416 | 74133.7 | 36.2549 | 73400.4 | 69534 | 69010.1 | 69010.1 | 65983.6 | 65889.6 | 1406.12 | 0 | 0 | -639.332 | 0 | 66528.9 | 946.977 | 65267.9 | 64941.5273
8392 | 1997-12-16 15:00 | 177 | 681 | 31 | 20 | 2.6 | 0.17 | 12.3327 | 231.481 | 74.2434 | 0 |  | 177 | 185.53 | 34.4952 | 0.067354 | 111.716 | 32.2182 | 0.067354 | 95.7417 | 30.8247 | 0 | 124.035 | 123.767 | 30643.1 | 26.62 | 29390.3 | 28931.8 | 28711.7 | 28711.7 | 28309.7 | 28296.6 | 1554.82 | 0 | 0 | 19.9932 | 0 | 28276.6 | 950 | 27572.2 | 27434.3027
8393 | 1997-12-16 16:00 | 26 | 257 | 10 | 17.2 | 4.1 | 0.17 | 1.8707 | 240.503 | 85.0186 | 0 |  | 26 | 15.9595 | 10.2432 | 0.0098938 | 7.7732 | 9.539 | 0.0098938 | 3.4876 | 9.1267 | 0 | 12.362 | 12.3427 | 3056.25 | 17.8166 | 2114.46 | 2157.43 | 2132.85 | 2132.85 | 2102.99 | 2102.91 | 1410.97 | 0 | 0 | 0.092618 | 0 | 2102.82 | 950 | 1998.75 | 1988.759
8394 | 1997-12-16 17:00 | 0 | 0 | 0 | 16.7 | 1.5 | 0.17
8395 | 1997-12-16 18:00 | 0 | 0 | 0 | 16.1 | 2.6 | 0.17
8396 | 1997-12-16 19:00 | 0 | 0 | 0 | 15.6 | 0 | 0.17
8397 | 1997-12-16 20:00 | 0 | 0 | 0 | 13.9 | 0 | 0.17
8398 | 1997-12-16 21:00 | 0 | 0 | 0 | 12.8 | 0 | 0.17
8399 | 1997-12-16 22:00 | 0 | 0 | 0 | 12.8 | 0 | 0.17
8400 | 1997-12-16 23:00 | 0 | 0 | 0 | 12.2 | 0 | 0.17
8401 | 1997-12-17 | 0 | 0 | 0 | 11.7 | 0 | 0.17
8402 | 1997-12-17 01:00 | 0 | 0 | 0 | 11.1 | 0 | 0.17
8403 | 1997-12-17 02:00 | 0 | 0 | 0 | 10.6 | 0 | 0.17
8404 | 1997-12-17 03:00 | 0 | 0 | 0 | 10 | 1.5 | 0.17
8405 | 1997-12-17 04:00 | 0 | 0 | 0 | 9.4 | 0 | 0.17
8406 | 1997-12-17 05:00 | 0 | 0 | 0 | 9.4 | 0 | 0.17
8407 | 1997-12-17 06:00 | 1 | 30 | 0 | 8.9 | 0 | 0.17 | -3.639 | 115.569 | 89.8699 | 0 |  | 1 | 0.026099 | 0 | 0.00038053 | 0 | 0 | 0 | 0 | 0 | 0 | 0 | 0 | 0 | 8.9 | 0 | 0 | 0 | 0 | 0 | 0 | 790 | 0 | 0 | 0 | 0 | 0 | 790 | 0 | 0
8408 | 1997-12-17 07:00 | 59 | 180 | 36 | 10.6 | 0 | 0.17 | 7.314 | 123.913 | 82.0012 | 0 |  | 59 | 25.1079 | 37.3007 | 0.022451 | 23.7287 | 35.0507 | 0.022451 | 16.574 | 33.5327 | 0 | 49.1046 | 49.057 | 12143.6 | 13.5535 | 10829.2 | 11280.8 | 11208.8 | 11208.8 | 11051.9 | 11049.8 | 1491.26 | 0 | 0 | 2.8024 | 0 | 11047 | 950 | 10580.6 | 10527.6836
8409 | 1997-12-17 08:00 | 232 | 554 | 68 | 13.9 | 0 | 0.17 | 17.1459 | 133.775 | 71.5475 | 0 |  | 232 | 175.879 | 71.2746 | 0.088283 | 157.512 | 66.8427 | 0.088283 | 140.911 | 63.949 | 0 | 200.762 | 200.595 | 49653.6 | 25.9768 | 48471.6 | 48075.7 | 47826.1 | 47826.1 | 47156.5 | 47119.1 | 1449.93 | 0 | 0 | 47.0108 | 0 | 47072 | 950 | 45973.4 | 45743.5469
8410 | 1997-12-17 09:00 | 403 | 797 | 63 | 16.1 | 1.5 | 0.17 | 25.3163 | 145.669 | 62.6712 | 0 |  | 403 | 364.693 | 66.7929 | 0.15335 | 262.384 | 62.5877 | 0.15335 | 247.894 | 59.8787 | 0 | 301.617 | 301.332 | 74604.8 | 33.0448 | 73927 | 70265.6 | 69745.5 | 69745.5 | 68200.3 | 68112.2 | 1506.33 | 0 | 0 | 110.784 | 0 | 68001.4 | 948.888 | 66763.7 | 66429.9141
8411 | 1997-12-17 10:00 | 492 | 814 | 72 | 18.3 | 0 | 0.17 | 31.1105 | 159.85 | 56.1403 | 0 |  | 492 | 452.608 | 75.8375 | 0.18722 | 364.596 | 70.9967 | 0.18722 | 350.461 | 67.9243 | 0 | 410.017 | 409.618 | 101409 | 42.961 | 101126 | 92622.9 | 91925.8 | 91925.8 | 88204.5 | 88035.3 | 1405.99 | 0 | 0 | 54.6262 | 40.8696 | 87939.8 | 940.252 | 86415.5 | 85983.4688
8412 | 1997-12-17 11:00 | 565 | 881 | 77 | 19.4 | 2.1 | 0.17 | 33.7771 | 175.862 | 52.8369 | 0 |  | 565 | 530.056 | 81.3666 | 0.215 | 484.714 | 76.1449 | 0.215 | 468.911 | 72.85 | 0 | 530.926 | 530.248 | 131272 | 48.4145 | 131424 | 118961 | 118587 | 118587 | 116926 | 116715 | 1468.19 | 0 | 0 | 251.042 | 0 | 116464 | 950 | 114522 | 113949.3828
8413 | 1997-12-17 12:00 | 550 | 877 | 75 | 19.4 | 3.1 | 0.17 | 32.8718 | 192.31 | 53.3599 | 0 |  | 550 | 522.189 | 79.6474 | 0.20929 | 501.638 | 74.5102 | 0.20929 | 484.696 | 71.2863 | 0 | 544.862 | 544.252 | 134731 | 47.8561 | 134925 | 123068 | 122513 | 122513 | 120797 | 120586 | 1497.81 | 0 | 0 | 277.892 | 0 | 120308 | 950 | 118331 | 117738.9297
8414 | 1997-12-17 13:00 | 456 | 813 | 68 | 18.9 | 3.1 | 0.17 | 28.5537 | 207.523 | 57.6012 | 0 |  | 456 | 434.86 | 72.7165 | 0.17352 | 389.51 | 68.0016 | 0.17352 | 372.723 | 65.0595 | 0 | 429.027 | 428.561 | 106093 | 41.3072 | 105839 | 98698.2 | 97928.2 | 97928.2 | 96556.7 | 96413 | 1496 | 0 | 0 | 187.382 | 0 | 96225.6 | 950 | 94648.4 | 94175.1719
8415 | 1997-12-17 14:00 | 341 | 778 | 56 | 18.9 | 1.5 | 0.17 | 21.4715 | 220.558 | 64.8336 | 0 |  | 341 | 330.996 | 61.5466 | 0.12976 | 263.877 | 57.521 | 0.12976 | 245.905 | 55.0327 | 0 | 294.919 | 295.027 | 73048 | 35.4903 | 72274 | 68708.4 | 68223.4 | 68223.4 | 65907.1 | 65815 | 1413.76 | 0 | 0 | -576.38 | 0 | 66391.4 | 947.726 | 65115.9 | 64790.3516
8416 | 1997-12-17 15:00 | 169 | 599 | 40 | 18.3 | 3.1 | 0.17 | 12.3894 | 231.376 | 74.1834 | 0 |  | 169 | 163.794 | 44.9398 | 0.06431 | 98.666 | 41.9634 | 0.06431 | 84.6351 | 40.1484 | 0 | 122.288 | 122.171 | 30247.6 | 24.6877 | 28953.6 | 28767.8 | 28565.8 | 28565.8 | 28165.8 | 28153.3 | 1535.77 | 0 | 0 | 18.8172 | 0 | 28134.4 | 950 | 27419 | 27281.9336
8417 | 1997-12-17 16:00 | 23 | 174 | 12 | 17.2 | 2.1 | 0.17 | 1.9399 | 240.408 | 84.9457 | 0 |  | 23 | 11.1325 | 12.2706 | 0.0087522 | 5.4234 | 11.425 | 0.0087522 | 2.4662 | 10.9311 | 0 | 13.1294 | 13.1179 | 3248.01 | 17.9178 | 2282.95 | 2330.87 | 2308.76 | 2308.76 | 2276.43 | 2276.36 | 1485.21 | 0 | 0 | 0.10572 | 0 | 2276.25 | 950 | 2163.34 | 2152.521
8418 | 1997-12-17 17:00 | 0 | 0 | 0 | 16.7 | 0 | 0.17
8419 | 1997-12-17 18:00 | 0 | 0 | 0 | 15.6 | 0 | 0.17
8420 | 1997-12-17 19:00 | 0 | 0 | 0 | 15 | 1.5 | 0.17
8421 | 1997-12-17 20:00 | 0 | 0 | 0 | 14.4 | 0 | 0.17
8422 | 1997-12-17 21:00 | 0 | 0 | 0 | 13.9 | 0 | 0.17
8423 | 1997-12-17 22:00 | 0 | 0 | 0 | 13.9 | 1.5 | 0.17
8424 | 1997-12-17 23:00 | 0 | 0 | 0 | 13.3 | 0 | 0.17
8425 | 1997-12-18 | 0 | 0 | 0 | 13.3 | 0 | 0.17
8426 | 1997-12-18 01:00 | 0 | 0 | 0 | 12.2 | 0 | 0.17
8427 | 1997-12-18 02:00 | 0 | 0 | 0 | 12.8 | 1.5 | 0.17
8428 | 1997-12-18 03:00 | 0 | 0 | 0 | 12.8 | 0 | 0.17
8429 | 1997-12-18 04:00 | 0 | 0 | 0 | 12.8 | 1.5 | 0.17
8430 | 1997-12-18 05:00 | 0 | 0 | 0 | 13.3 | 0 | 0.17
8431 | 1997-12-18 06:00 | 0 | 7 | 0 | 12.8 | 1.5 | 0.17
8432 | 1997-12-18 07:00 | 46 | 92 | 34 | 12.8 | 0 | 0.17 | 7.2095 | 123.861 | 82.109 | 0 |  | 46 | 13.1109 | 34.6809 | 0.017504 | 12.3988 | 32.5358 | 0.017504 | 8.6018 | 31.1272 | 0 | 38.9345 | 38.9095 | 9631.92 | 15.1425 | 8366.72 | 8668.8 | 8619.67 | 8619.67 | 8499 | 8497.89 | 1518.8 | 0 | 0 | 1.6334 | 0 | 8496.26 | 950 | 8116.68 | 8076.0928
8433 | 1997-12-18 08:00 | 151 | 106 | 120 | 15 | 5.2 | 0.17 | 17.0498 | 133.707 | 71.6477 | 0 |  | 151 | 33.2518 | 121.492 | 0.05746 | 29.8032 | 113.775 | 0.05746 | 26.6375 | 108.851 | 0 | 132.779 | 132.724 | 32856.7 | 21.3071 | 31461.9 | 31877.9 | 31769.5 | 31769.5 | 31324.7 | 31311.2 | 1534.51 | 0 | 0 | 21.4213 | 0 | 31289.7 | 950 | 30446.1 | 30293.9062
8434 | 1997-12-18 09:00 | 133 | 45 | 114 | 16.7 | 7.2 | 0.17 | 25.2338 | 145.578 | 62.7587 | 0 |  | 133 | 20.3816 | 114.258 | 0.050611 | 14.6547 | 106.846 | 0.050611 | 13.8415 | 102.224 | 0 | 113.744 | 113.725 | 28154.8 | 21.6342 | 26734.4 | 27062.5 | 26971.3 | 26971.3 | 26593.7 | 26584.2 | 1551.39 | 0 | 0 | 15.2746 | 0 | 26568.9 | 950 | 25750.1 | 25621.3145
8435 | 1997-12-18 10:00 | 288 | 46 | 264 | 17.8 | 7.2 | 0.17 | 31.0483 | 159.735 | 56.2077 | 0 |  | 288 | 25.8644 | 270.058 | 0.10959 | 20.8361 | 252.64 | 0.10959 | 20.0251 | 241.708 | 0 | 256.499 | 256.403 | 63476.4 | 28.9245 | 62445.6 | 61506.7 | 61339.5 | 61339.5 | 60480.7 | 60432.9 | 1560.36 | 0 | 0 | 78.8039 | 0 | 60354.1 | 949.999 | 59101.8 | 58806.3047
8436 | 1997-12-18 11:00 | 163 | 0 | 163 | 17.8 | 6.2 | 0.17 | 33.742 | 175.729 | 52.8762 | 0 |  | 163 | 0 | 162.504 | 0.062026 | 0 | 151.994 | 0.062026 | 0 | 145.418 | 0 | 142.51 | 142.45 | 35265.5 | 24.2681 | 33882.1 | 33967.3 | 33861.4 | 33861.4 | 33387.3 | 33373.2 | 1577.01 | 0 | 0 | 24.512 | 0 | 33348.7 | 950 | 32484.6 | 32322.1387
8437 | 1997-12-18 12:00 | 159 | 0 | 159 | 16.7 | 8.2 | 0.17 | 32.867 | 192.172 | 53.3666 | 0 |  | 159 | 0 | 158.603 | 0.060504 | 0 | 148.338 | 0.060504 | 0 | 141.92 | 0 | 139.082 | 139.044 | 34421.6 | 22.4644 | 33031.8 | 33338.9 | 33238.6 | 33238.6 | 32773.2 | 32759.4 | 1567.03 | 0 | 0 | 23.4732 | 0 | 32735.9 | 950 | 31872.9 | 31713.5293
8438 | 1997-12-18 13:00 | 135 | 0 | 135 | 15 | 8.2 | 0.17 | 28.577 | 207.394 | 57.5773 | 0 |  | 135 | 0 | 134.634 | 0.051372 | 0 | 125.914 | 0.051372 | 0 | 120.466 | 0 | 118.057 | 118.016 | 29216.7 | 19.8926 | 27795.7 | 28323.6 | 28236.7 | 28236.7 | 27841.4 | 27831.6 | 1575.84 | 0 | 0 | 16.9934 | 0 | 27814.6 | 950 | 26975 | 26840.1465
8439 | 1997-12-18 14:00 | 96 | 0 | 96 | 15 | 5.7 | 0.17 | 21.5173 | 220.443 | 64.7855 | 0 |  | 96 | 0 | 95.6155 | 0.036531 | 0 | 89.4199 | 0.036531 | 0 | 85.5511 | 0 | 83.8401 | 83.8056 | 20747.2 | 18.8929 | 19320.7 | 19762.8 | 19695.3 | 19695.3 | 19419.5 | 19414.7 | 1569.27 | 0 | 0 | 8.2575 | 0 | 19406.4 | 950 | 18694.4 | 18600.9688
8440 | 1997-12-18 15:00 | 48 | 0 | 48 | 15.6 | 5.7 | 0.17 | 12.4519 | 231.276 | 74.1179 | 0 |  | 48 | 0 | 47.5653 | 0.018265 | 0 | 44.4854 | 0.018265 | 0 | 42.5607 | 0 | 41.7095 | 41.6912 | 10321.4 | 17.5366 | 9028.82 | 9281.23 | 9236.98 | 9236.98 | 9107.66 | 9106.57 | 1549.92 | 0 | 0 | 1.7975 | 0 | 9104.77 | 950 | 8698.3 | 8654.8115
8441 | 1997-12-18 16:00 | 10 | 0 | 10 | 15 | 3.1 | 0.17 | 2.0142 | 240.319 | 84.8678 | 0 |  | 10 | 0 | 9.9015 | 0.0038053 | 0 | 9.2635 | 0.0038053 | 0 | 8.8627 | 0 | 8.6854 | 8.6816 | 2149.2 | 15.4539 | 1276.86 | 1302.3 | 1293.3 | 1293.3 | 1275.2 | 1275.18 | 1501.35 | 0 | 0 | 0.033861 | 0 | 1275.14 | 950 | 1210.52 | 1204.463
8442 | 1997-12-18 17:00 | 0 | 0 | 0 | 14.4 | 5.7 | 0.17
8443 | 1997-12-18 18:00 | 0 | 0 | 0 | 13.9 | 4.6 | 0.17
8444 | 1997-12-18 19:00 | 0 | 0 | 0 | 14.4 | 4.1 | 0.17
8445 | 1997-12-18 20:00 | 0 | 0 | 0 | 14.4 | 2.6 | 0.17
8446 | 1997-12-18 21:00 | 0 | 0 | 0 | 14.4 | 2.6 | 0.17
8447 | 1997-12-18 22:00 | 0 | 0 | 0 | 13.9 | 0 | 0.17
8448 | 1997-12-18 23:00 | 0 | 0 | 0 | 13.3 | 1.5 | 0.17
8449 | 1997-12-19 | 0 | 0 | 0 | 12.8 | 1.5 | 0.17
8450 | 1997-12-19 01:00 | 0 | 0 | 0 | 13.3 | 3.6 | 0.17
8451 | 1997-12-19 02:00 | 0 | 0 | 0 | 12.2 | 2.6 | 0.17
8452 | 1997-12-19 03:00 | 0 | 0 | 0 | 12.2 | 1.5 | 0.17
8453 | 1997-12-19 04:00 | 0 | 0 | 0 | 11.1 | 1.5 | 0.17
8454 | 1997-12-19 05:00 | 0 | 0 | 0 | 10.6 | 2.1 | 0.17
8455 | 1997-12-19 06:00 | 1 | 18 | 0 | 12.2 | 3.1 | 0.17 | -3.8544 | 115.483 | 89.9044 | 0 |  | 1 | 0.019169 | 0 | 0.00038053 | 0 | 0 | 0 | 0 | 0 | 0 | 0 | 0 | 0 | 12.2 | 0 | 0 | 0 | 0 | 0 | 0 | 790 | 0 | 0 | 0 | 0 | 0 | 790 | 0 | 0
8456 | 1997-12-19 07:00 | 83 | 325 | 42 | 11.7 | 4.6 | 0.17 | 7.1096 | 123.803 | 82.2125 | 0 |  | 83 | 44.8293 | 43.6098 | 0.031584 | 42.4152 | 40.9694 | 0.031584 | 29.2299 | 39.1952 | 0 | 67.0566 | 67.0193 | 16589.3 | 14.9729 | 15223.3 | 15769.8 | 15666.3 | 15666.3 | 15447 | 15442.8 | 1473.26 | 0 | 0 | 5.5601 | 0 | 15437.2 | 950 | 14848.8 | 14774.5234
8457 | 1997-12-19 08:00 | 238 | 596 | 64 | 14.4 | 1.5 | 0.17 | 16.9592 | 133.632 | 71.7429 | 0 |  | 238 | 186.667 | 67.1698 | 0.090566 | 167.402 | 62.9987 | 0.090566 | 149.49 | 60.2714 | 0 | 205.566 | 205.405 | 50845.3 | 25.9506 | 49682.5 | 49288.2 | 49036.7 | 49036.7 | 48345.7 | 48305.9 | 1439.27 | 0 | 0 | 47.2031 | 0 | 48258.7 | 950 | 47141.5 | 46905.7695
8458 | 1997-12-19 09:00 | 408 | 814 | 62 | 17.2 | 0 | 0.17 | 25.1575 | 145.483 | 62.8403 | 0 |  | 408 | 371.181 | 65.1688 | 0.15526 | 266.571 | 61.037 | 0.15526 | 251.714 | 58.3954 | 0 | 303.907 | 303.785 | 75214.4 | 35.4893 | 74550.4 | 70051.3 | 69513.1 | 69513.1 | 67915.4 | 67826.2 | 1488.37 | 0 | 0 | 108.763 | 0 | 67717.4 | 948.584 | 66484.8 | 66152.3203
8459 | 1997-12-19 10:00 | 518 | 868 | 72 | 21.1 | 3.1 | 0.17 | 30.9932 | 159.617 | 56.2683 | 0 |  | 518 | 480.654 | 75.8362 | 0.19712 | 385.934 | 70.996 | 0.19712 | 370.868 | 67.9237 | 0 | 430.016 | 429.715 | 106385 | 43.5676 | 106187 | 97137.2 | 96414.3 | 96414.3 | 91618.3 | 91436.2 | 1412.1 | 0 | 0 | -741.964 | 188.303 | 91989.9 | 940.799 | 90391.4 | 89939.4844
8460 | 1997-12-19 11:00 | 568 | 889 | 76 | 21.1 | 4.6 | 0.17 | 33.7145 | 175.595 | 52.908 | 0 |  | 568 | 534.397 | 80.3225 | 0.21614 | 486.489 | 75.1683 | 0.21614 | 470.568 | 71.9156 | 0 | 531.634 | 530.978 | 131451 | 47.0305 | 131608 | 119883 | 119048 | 119048 | 117378 | 117161 | 1461.02 | 0 | 0 | 248 | 0 | 116913 | 950 | 114954 | 114379.1953
8461 | 1997-12-19 12:00 | 553 | 883 | 75 | 20.6 | 6.2 | 0.17 | 32.8697 | 192.035 | 53.3658 | 0 |  | 553 | 525.444 | 79.6449 | 0.21043 | 504.033 | 74.5083 | 0.21043 | 487.005 | 71.2845 | 0 | 547.123 | 546.569 | 135304 | 45.4178 | 135507 | 124886 | 124490 | 124490 | 122747 | 122532 | 1508.04 | 0 | 0 | 290.701 | 0 | 122241 | 950 | 120227 | 119626.0234
8462 | 1997-12-19 13:00 | 474 | 850 | 68 | 21.1 | 6.2 | 0.17 | 28.6074 | 207.267 | 57.5464 | 0 |  | 474 | 454.937 | 72.7131 | 0.18037 | 408.275 | 67.9988 | 0.18037 | 390.739 | 65.0569 | 0 | 446.68 | 446.114 | 110435 | 41.3565 | 110255 | 102886 | 102165 | 102165 | 100734 | 100578 | 1490.99 | 0 | 0 | 204.253 | 0 | 100373 | 950 | 98730.9 | 98237.2109
8463 | 1997-12-19 14:00 | 340 | 774 | 56 | 20.6 | 5.2 | 0.17 | 21.5696 | 220.333 | 64.7311 | 0 |  | 340 | 329.655 | 61.5446 | 0.12938 | 264.303 | 57.5198 | 0.12938 | 246.432 | 55.0316 | 0 | 295.434 | 295.384 | 73136.4 | 34.6367 | 72361.5 | 69161.8 | 68696.4 | 68696.4 | 66812.1 | 66716.9 | 1399.6 | 0 | 0 | -357.602 | 0 | 67074.5 | 948.288 | 65784.4 | 65455.5
8464 | 1997-12-19 15:00 | 171 | 603 | 40 | 20.6 | 6.2 | 0.17 | 12.5201 | 231.181 | 74.0468 | 0 |  | 171 | 166.011 | 44.939 | 0.065071 | 100.079 | 41.9633 | 0.065071 | 86.0227 | 40.1484 | 0 | 123.648 | 123.503 | 30577.6 | 26.2079 | 29287.1 | 28964.1 | 28756.6 | 28756.6 | 28354 | 28341.4 | 1551.88 | 0 | 0 | 19.3589 | 0 | 28322 | 950 | 27603.3 | 27465.2617
8465 | 1997-12-19 16:00 | 25 | 187 | 13 | 18.9 | 5.2 | 0.17 | 2.0936 | 240.236 | 84.7852 | 0 |  | 25 | 12.529 | 13.4031 | 0.0095133 | 6.154 | 12.4814 | 0.0095133 | 2.8753 | 11.9419 | 0 | 14.5209 | 14.4996 | 3590.18 | 19.589 | 2599.65 | 2643.31 | 2621.1 | 2621.1 | 2584.4 | 2584.31 | 1496.45 | 0 | 0 | 0.13699 | 0 | 2584.17 | 950 | 2456.69 | 2444.4102
8466 | 1997-12-19 17:00 | 0 | 0 | 0 | 18.3 | 3.6 | 0.17
8467 | 1997-12-19 18:00 | 0 | 0 | 0 | 17.2 | 4.6 | 0.17
8468 | 1997-12-19 19:00 | 0 | 0 | 0 | 15.6 | 2.1 | 0.17
8469 | 1997-12-19 20:00 | 0 | 0 | 0 | 14.4 | 0 | 0.17
8470 | 1997-12-19 21:00 | 0 | 0 | 0 | 13.3 | 2.1 | 0.17
8471 | 1997-12-19 22:00 | 0 | 0 | 0 | 13.3 | 0 | 0.17
8472 | 1997-12-19 23:00 | 0 | 0 | 0 | 13.3 | 0 | 0.17
8473 | 1997-12-20 | 0 | 0 | 0 | 11.7 | 1.5 | 0.17
8474 | 1997-12-20 01:00 | 0 | 0 | 0 | 11.1 | 0 | 0.17
8475 | 1997-12-20 02:00 | 0 | 0 | 0 | 10 | 0 | 0.17
8476 | 1997-12-20 03:00 | 0 | 0 | 0 | 8.9 | 0 | 0.17
8477 | 1997-12-20 04:00 | 0 | 0 | 0 | 8.9 | 0 | 0.17
8478 | 1997-12-20 05:00 | 0 | 0 | 0 | 8.9 | 0 | 0.17
8479 | 1997-12-20 06:00 | 0 | 2 | 0 | 8.3 | 0 | 0.17
8480 | 1997-12-20 07:00 | 65 | 199 | 41 | 11.7 | 0 | 0.17 | 7.0144 | 123.739 | 82.3118 | 0 |  | 65 | 26.259 | 42.3919 | 0.024734 | 24.8567 | 39.8323 | 0.024734 | 17.0167 | 38.1073 | 0 | 54.0214 | 53.9808 | 13362.4 | 14.9499 | 12026.5 | 12465.2 | 12393.3 | 12393.3 | 12219.8 | 12217.4 | 1517.01 | 0 | 0 | 3.4742 | 0 | 12213.9 | 950 | 11710.1 | 11651.5957
8481 | 1997-12-20 08:00 | 222 | 502 | 76 | 12.8 | 0 | 0.17 | 16.874 | 133.552 | 71.8329 | 0 |  | 222 | 156.646 | 79.3946 | 0.084478 | 140.75 | 74.4474 | 0.084478 | 125.579 | 71.2247 | 0 | 192.867 | 192.713 | 47703.6 | 24.4023 | 46489.2 | 46412.4 | 46192.5 | 46192.5 | 45545.8 | 45512.1 | 1459.58 | 0 | 0 | 44.1236 | 0 | 45468 | 950 | 44400.6 | 44178.5859
8482 | 1997-12-20 09:00 | 372 | 638 | 102 | 14.4 | 0 | 0.17 | 25.0877 | 145.383 | 62.9158 | 0 |  | 372 | 289.658 | 107.161 | 0.14156 | 208.359 | 100.406 | 0.14156 | 196.687 | 96.06 | 0 | 286.892 | 286.938 | 71040.7 | 31.6751 | 70234.4 | 67454.3 | 67027.5 | 67027.5 | 65808.3 | 65724.9 | 1481.04 | 0 | 0 | 84.9874 | 0 | 65639.9 | 950 | 64390.9 | 64068.9375
8483 | 1997-12-20 10:00 | 494 | 731 | 119 | 17.2 | 0 | 0.17 | 30.9452 | 159.496 | 56.322 | 0 |  | 494 | 404.133 | 125.75 | 0.18798 | 323.965 | 117.76 | 0.18798 | 311.282 | 112.663 | 0 | 415.466 | 415.289 | 102813 | 42.2025 | 102511 | 94474.9 | 93948.2 | 93948.2 | 90966.1 | 90793.8 | 1410.23 | 0 | 0 | 13.4709 | 0 | 90780.3 | 944.64 | 89221.3 | 88775.1797
8484 | 1997-12-20 11:00 | 545 | 758 | 126 | 17.8 | 3.1 | 0.17 | 33.6945 | 175.459 | 52.9324 | 0 |  | 545 | 455.088 | 133.941 | 0.20739 | 414.296 | 125.372 | 0.20739 | 400.719 | 119.946 | 0 | 510.252 | 510.147 | 126293 | 44.4729 | 126352 | 116430 | 115696 | 115696 | 114077 | 113875 | 1460.11 | 0 | 0 | 240.135 | 0 | 113635 | 950 | 111738 | 111179.2188
8485 | 1997-12-20 12:00 | 530 | 750 | 124 | 18.9 | 3.6 | 0.17 | 32.88 | 191.899 | 53.3575 | 0 |  | 530 | 446.261 | 132.584 | 0.20168 | 428.08 | 124.044 | 0.20168 | 413.624 | 118.677 | 0 | 521.655 | 520.718 | 128905 | 45.5132 | 128999 | 118880 | 118515 | 118515 | 116856 | 116665 | 1523.73 | 0 | 0 | 268.473 | 0 | 116396 | 950 | 114492 | 113919.3203
8486 | 1997-12-20 13:00 | 450 | 706 | 113 | 18.3 | 3.1 | 0.17 | 28.6449 | 207.144 | 57.5085 | 0 |  | 450 | 377.56 | 121.566 | 0.17124 | 339.189 | 113.682 | 0.17124 | 324.653 | 108.764 | 0 | 424.749 | 424.327 | 105043 | 40.4859 | 104746 | 98182.5 | 97578 | 97578 | 96211.9 | 96068.8 | 1488.37 | 0 | 0 | 183.13 | 0 | 95885.6 | 950 | 94328.2 | 93856.5859
8487 | 1997-12-20 14:00 | 315 | 606 | 92 | 18.3 | 3.1 | 0.17 | 21.6282 | 220.227 | 64.6705 | 0 |  | 315 | 258.76 | 99.8291 | 0.11987 | 207.476 | 93.3055 | 0.11987 | 193.504 | 89.2691 | 0 | 277.117 | 276.697 | 68508.5 | 32.7671 | 67612.3 | 65236.8 | 64861.8 | 64861.8 | 63953.7 | 63869.2 | 1397.13 | 0 | 0 | 61.0026 | 0 | 63808.2 | 950 | 62522.3 | 62209.707
8488 | 1997-12-20 15:00 | 141 | 362 | 62 | 17.8 | 3.1 | 0.17 | 12.5939 | 231.092 | 73.9703 | 0 |  | 141 | 100.001 | 67.7074 | 0.053655 | 60.3092 | 63.2393 | 0.053655 | 51.8964 | 60.504 | 0 | 110.152 | 110.081 | 27253.7 | 23.5556 | 25877 | 25927.8 | 25776.3 | 25776.3 | 25415.5 | 25406.3 | 1549.99 | 0 | 0 | 14.2776 | 0 | 25392.1 | 950 | 24669.2 | 24545.8242
8489 | 1997-12-20 16:00 | 17 | 27 | 15 | 16.7 | 2.1 | 0.17 | 2.1779 | 240.159 | 84.6979 | 0 |  | 17 | 2.123 | 15.0584 | 0.006469 | 1.0474 | 14.0639 | 0.006469 | 0.4974 | 13.4556 | 0 | 13.674 | 13.6682 | 3383.85 | 17.4479 | 2399.72 | 2455.5 | 2440.75 | 2440.75 | 2406.58 | 2406.51 | 1545.36 | 0 | 0 | 0.12132 | 0 | 2406.38 | 950 | 2286.57 | 2275.1389
8490 | 1997-12-20 17:00 | 0 | 0 | 0 | 15.6 | 1.5 | 0.17
8491 | 1997-12-20 18:00 | 0 | 0 | 0 | 14.4 | 0 | 0.17
8492 | 1997-12-20 19:00 | 0 | 0 | 0 | 13.9 | 0 | 0.17
8493 | 1997-12-20 20:00 | 0 | 0 | 0 | 12.8 | 1.5 | 0.17
8494 | 1997-12-20 21:00 | 0 | 0 | 0 | 12.8 | 2.1 | 0.17
8495 | 1997-12-20 22:00 | 0 | 0 | 0 | 12.8 | 1.5 | 0.17
8496 | 1997-12-20 23:00 | 0 | 0 | 0 | 12.2 | 0 | 0.17
8497 | 1997-12-21 | 0 | 0 | 0 | 12.2 | 0 | 0.17
8498 | 1997-12-21 01:00 | 0 | 0 | 0 | 12.2 | 2.6 | 0.17
8499 | 1997-12-21 02:00 | 0 | 0 | 0 | 12.8 | 3.1 | 0.17
8500 | 1997-12-21 03:00 | 0 | 0 | 0 | 12.8 | 3.6 | 0.17
8501 | 1997-12-21 04:00 | 0 | 0 | 0 | 13.3 | 3.6 | 0.17
8502 | 1997-12-21 05:00 | 0 | 0 | 0 | 13.9 | 1.5 | 0.17
8503 | 1997-12-21 06:00 | 0 | 3 | 0 | 14.4 | 6.7 | 0.17
8504 | 1997-12-21 07:00 | 77 | 49 | 71 | 15 | 6.7 | 0.17 | 6.924 | 123.669 | 82.4066 | 0 |  | 77 | 6.5685 | 72.5164 | 0.029301 | 6.2216 | 67.8981 | 0.029301 | 4.2313 | 64.9597 | 0 | 67.8072 | 67.7759 | 16778.5 | 18.0082 | 15380.3 | 15783 | 15725.1 | 15725.1 | 15504.9 | 15501.7 | 1555.34 | 0 | 0 | 5.2661 | 0 | 15496.5 | 950 | 14884 | 14809.5801
8505 | 1997-12-21 08:00 | 128 | 117 | 94 | 15 | 6.2 | 0.17 | 16.7944 | 133.467 | 71.9178 | 0 |  | 128 | 36.4815 | 94.9962 | 0.048708 | 32.7827 | 88.9455 | 0.048708 | 29.2261 | 85.0963 | 0 | 112.036 | 111.963 | 27716.7 | 20.0838 | 26297.8 | 26767.5 | 26667.8 | 26667.8 | 26294.5 | 26284.7 | 1517.28 | 0 | 0 | 14.9228 | 0 | 26269.8 | 950 | 25460.1 | 25332.8145
8506 | 1997-12-21 09:00 | 131 | 0 | 131 | 12.8 | 3.6 | 0.17 | 25.0242 | 145.278 | 62.9852 | 0 |  | 131 | 0 | 130.449 | 0.049849 | 0 | 122.028 | 0.049849 | 0 | 116.748 | 0 | 114.413 | 114.352 | 28309.7 | 18.6444 | 26885.2 | 27520.9 | 27430.6 | 27430.6 | 27046.6 | 27037.2 | 1566.1 | 0 | 0 | 15.9823 | 0 | 27021.2 | 950 | 26189.4 | 26058.4375
8507 | 1997-12-21 10:00 | 162 | 0 | 162 | 13.9 | 5.2 | 0.17 | 30.9043 | 159.372 | 56.3687 | 0 |  | 162 | 0 | 161.51 | 0.061646 | 0 | 151.076 | 0.061646 | 0 | 144.539 | 0 | 141.649 | 141.612 | 35058 | 20.6295 | 33673.1 | 34213.7 | 34110 | 34110 | 33632.5 | 33617.7 | 1560.71 | 0 | 0 | 24.7169 | 0 | 33593 | 950 | 32729.5 | 32565.875
8508 | 1997-12-21 11:00 | 177 | 0 | 177 | 12.8 | 8.8 | 0.17 | 33.682 | 175.323 | 52.9493 | 0 |  | 177 | 0 | 176.645 | 0.067354 | 0 | 165.223 | 0.067354 | 0 | 158.075 | 0 | 154.913 | 154.839 | 38332.2 | 19.0463 | 36975.1 | 37785.5 | 37683 | 37683 | 37155.4 | 37137.6 | 1567.78 | 0 | 0 | 30.1514 | 0 | 37107.5 | 950 | 36226.1 | 36044.9844
8509 | 1997-12-21 12:00 | 173 | 0 | 173 | 12.2 | 6.2 | 0.17 | 32.8977 | 191.765 | 53.3417 | 0 |  | 173 | 0 | 172.771 | 0.065832 | 0 | 161.59 | 0.065832 | 0 | 154.599 | 0 | 151.507 | 151.461 | 37496.1 | 19.0773 | 36131.5 | 36919.1 | 36814.2 | 36814.2 | 36298.8 | 36281.8 | 1564.99 | 0 | 0 | 28.9039 | 0 | 36252.9 | 950 | 35382.8 | 35205.8594
8510 | 1997-12-21 13:00 | 151 | 0 | 151 | 11.1 | 0 | 0.17 | 28.6893 | 207.024 | 57.4636 | 0 |  | 151 | 0 | 150.858 | 0.05746 | 0 | 141.087 | 0.05746 | 0 | 134.983 | 0 | 132.283 | 132.275 | 32746.6 | 19.0636 | 31345.1 | 32030.7 | 31931.7 | 31931.7 | 31484.6 | 31472 | 1573.87 | 0 | 0 | 21.6099 | 0 | 31450.4 | 950 | 30590 | 30437.0703
8511 | 1997-12-21 14:00 | 113 | 0 | 113 | 10.6 | 0 | 0.17 | 21.6932 | 220.127 | 64.6037 | 0 |  | 113 | 0 | 112.902 | 0.043 | 0 | 105.583 | 0.043 | 0 | 101.015 | 0 | 98.9949 | 98.9286 | 24491.2 | 16.556 | 23058.5 | 23785.2 | 23705.3 | 23705.3 | 23373.4 | 23366.5 | 1569.65 | 0 | 0 | 11.9649 | 0 | 23354.5 | 950 | 22568.4 | 22455.5566
8512 | 1997-12-21 15:00 | 63 | 0 | 63 | 10 | 4.6 | 0.17 | 12.6733 | 231.008 | 73.8884 | 0 |  | 63 | 0 | 62.8943 | 0.023973 | 0 | 58.8145 | 0.023973 | 0 | 56.2699 | 0 | 55.1445 | 55.1301 | 13648.1 | 12.6923 | 12287.3 | 12853.8 | 12800.6 | 12800.6 | 12621.3 | 12619.3 | 1563.34 | 0 | 0 | 3.4503 | 0 | 12615.8 | 950 | 12086.9 | 12026.4512
8513 | 1997-12-21 16:00 | 13 | 0 | 13 | 9.4 | 4.6 | 0.17 | 2.267 | 240.088 | 84.606 | 0 |  | 13 | 0 | 12.8786 | 0.0049469 | 0 | 12.0454 | 0.0049469 | 0 | 11.5242 | 0 | 11.2937 | 11.2893 | 2794.84 | 9.9513 | 1858.76 | 1933.88 | 1922.56 | 1922.56 | 1895.64 | 1895.59 | 1527.88 | 0 | 0 | 0.076071 | 0 | 1895.52 | 950 | 1800.36 | 1791.3571
8514 | 1997-12-21 17:00 | 0 | 0 | 0 | 9.4 | 2.6 | 0.17
8515 | 1997-12-21 18:00 | 0 | 0 | 0 | 9.4 | 0 | 0.17
8516 | 1997-12-21 19:00 | 0 | 0 | 0 | 8.9 | 2.6 | 0.17
8517 | 1997-12-21 20:00 | 0 | 0 | 0 | 8.9 | 2.6 | 0.17
8518 | 1997-12-21 21:00 | 0 | 0 | 0 | 8.3 | 1.5 | 0.17
8519 | 1997-12-21 22:00 | 0 | 0 | 0 | 7.8 | 0 | 0.17
8520 | 1997-12-21 23:00 | 0 | 0 | 0 | 7.8 | 0 | 0.17
8521 | 1997-12-22 | 0 | 0 | 0 | 7.2 | 0 | 0.17
8522 | 1997-12-22 01:00 | 0 | 0 | 0 | 6.7 | 0 | 0.17
8523 | 1997-12-22 02:00 | 0 | 0 | 0 | 6.1 | 1.5 | 0.17
8524 | 1997-12-22 03:00 | 0 | 0 | 0 | 6.1 | 0 | 0.17
8525 | 1997-12-22 04:00 | 0 | 0 | 0 | 6.1 | 0 | 0.17
8526 | 1997-12-22 05:00 | 0 | 0 | 0 | 5 | 0 | 0.17
8527 | 1997-12-22 06:00 | 0 | 7 | 0 | 5.6 | 1.5 | 0.17
8528 | 1997-12-22 07:00 | 50 | 43 | 45 | 7.2 | 1.5 | 0.17 | 6.8384 | 123.593 | 82.4971 | 0 |  | 50 | 5.4762 | 45.1754 | 0.019026 | 5.1705 | 42.2225 | 0.019026 | 3.4932 | 40.3959 | 0 | 43.0114 | 42.9878 | 10642 | 9.6173 | 9342.37 | 9875.7 | 9827.71 | 9827.71 | 9690.12 | 9688.84 | 1539.51 | 0 | 0 | 2.0415 | 0 | 9686.8 | 950 | 9259.36 | 9213.0596
8529 | 1997-12-22 08:00 | 180 | 282 | 99 | 9.4 | 0 | 0.17 | 16.7205 | 133.376 | 71.9973 | 0 |  | 180 | 86.9137 | 101.03 | 0.068495 | 78.162 | 94.6466 | 0.068495 | 69.6292 | 90.5502 | 0 | 156.976 | 156.906 | 38841.2 | 18.8465 | 37507.9 | 38291.8 | 38147 | 38147 | 37613 | 37591.5 | 1479.92 | 0 | 0 | 30.2633 | 0 | 37561.3 | 950 | 36657.6 | 36474.3164
8530 | 1997-12-22 09:00 | 218 | 234 | 119 | 12.2 | 4.6 | 0.17 | 24.9671 | 145.169 | 63.0484 | 0 |  | 218 | 106.204 | 121.828 | 0.082956 | 76.7109 | 114.067 | 0.082956 | 72.3745 | 109.131 | 0 | 177.875 | 177.796 | 44018 | 20.8827 | 42756.9 | 43269.2 | 43061.5 | 43061.5 | 42458.6 | 42429.9 | 1515.67 | 0 | 0 | 37.9023 | 0 | 42392 | 950 | 41378.7 | 41171.7617
8531 | 1997-12-22 10:00 | 303 | 373 | 112 | 12.8 | 3.1 | 0.17 | 30.8706 | 159.245 | 56.4085 | 0 |  | 303 | 205.818 | 117.217 | 0.1153 | 164.174 | 109.752 | 0.1153 | 157.719 | 105.002 | 0 | 257.467 | 257.158 | 63661.2 | 26.2455 | 62686.8 | 62022.5 | 61778.9 | 61778.9 | 60448.6 | 60371 | 1394.12 | 0 | 0 | 1.7715 | 0 | 60369.2 | 948.875 | 59138.4 | 58842.7578
8532 | 1997-12-22 11:00 | 550 | 712 | 156 | 14.4 | 2.1 | 0.17 | 33.6771 | 175.186 | 52.9587 | 0 |  | 550 | 427.867 | 164.74 | 0.20929 | 389.528 | 154.19 | 0.20929 | 376.744 | 147.518 | 0 | 513.776 | 513.481 | 127118 | 42.497 | 127183 | 118167 | 117464 | 117464 | 115819 | 115617 | 1478.78 | 0 | 0 | 254.675 | 0 | 115363 | 950 | 113440 | 112872.7891
8533 | 1997-12-22 12:00 | 373 | 289 | 216 | 14.4 | 4.1 | 0.17 | 32.923 | 191.632 | 53.3184 | 0 |  | 373 | 172.527 | 223.686 | 0.14194 | 165.258 | 209.252 | 0.14194 | 159.69 | 200.198 | 0 | 352.691 | 352.47 | 87255.8 | 32.0091 | 86620.7 | 84293.7 | 84005.3 | 84005.3 | 82828.9 | 82737.9 | 1548.7 | 0 | 0 | 142.166 | 0 | 82595.7 | 949.999 | 81144 | 80738.3281
8534 | 1997-12-22 13:00 | 318 | 305 | 172 | 15 | 3.6 | 0.17 | 28.7408 | 206.908 | 57.4117 | 0 |  | 318 | 163.505 | 178.788 | 0.12101 | 147.601 | 167.2 | 0.12101 | 141.31 | 159.966 | 0 | 295.251 | 295.084 | 73050.6 | 30.0813 | 72180 | 70705.2 | 70392.9 | 70392.9 | 69407.1 | 69340.7 | 1523.88 | 0 | 0 | 100.192 | 0 | 69240.5 | 949.999 | 67889.4 | 67549.9141
8535 | 1997-12-22 14:00 | 292 | 394 | 146 | 16.1 | 3.6 | 0.17 | 21.7644 | 220.03 | 64.5307 | 0 |  | 292 | 169.271 | 154.835 | 0.11112 | 136.654 | 144.736 | 0.11112 | 127.54 | 138.475 | 0 | 260.694 | 260.535 | 64504.8 | 29.4156 | 63509.7 | 62284.2 | 61970.8 | 61970.8 | 61103 | 61041 | 1461.88 | 0 | 0 | 68.1176 | 0 | 60972.9 | 950 | 59700.2 | 59401.7344
8536 | 1997-12-22 15:00 | 139 | 354 | 61 | 15.6 | 3.6 | 0.17 | 12.7581 | 230.929 | 73.8012 | 0 |  | 139 | 98.4865 | 66.6213 | 0.052894 | 59.4426 | 62.2256 | 0.052894 | 51.2741 | 59.5342 | 0 | 108.592 | 108.546 | 26873.5 | 21.1476 | 25495.8 | 25776.4 | 25622.4 | 25622.4 | 25263.6 | 25254.5 | 1547.55 | 0 | 0 | 14.0993 | 0 | 25240.4 | 950 | 24518.3 | 24395.6992
8537 | 1997-12-22 16:00 | 20 | 69 | 15 | 15 | 2.6 | 0.17 | 2.361 | 240.023 | 84.5095 | 0 |  | 20 | 5.4956 | 15.2789 | 0.0076106 | 2.7246 | 14.2562 | 0.0076106 | 1.3384 | 13.6397 | 0 | 14.6786 | 14.6721 | 3632.53 | 15.7848 | 2631.81 | 2708.21 | 2687.9 | 2687.9 | 2650.27 | 2650.17 | 1441.31 | 0 | 0 | 0.13237 | 0 | 2650.03 | 950 | 2518.79 | 2506.1931
8538 | 1997-12-22 17:00 | 0 | 0 | 0 | 13.9 | 0 | 0.17
8539 | 1997-12-22 18:00 | 0 | 0 | 0 | 13.3 | 0 | 0.17
8540 | 1997-12-22 19:00 | 0 | 0 | 0 | 12.2 | 2.1 | 0.17
8541 | 1997-12-22 20:00 | 0 | 0 | 0 | 11.7 | 0 | 0.17
8542 | 1997-12-22 21:00 | 0 | 0 | 0 | 11.1 | 1.5 | 0.17
8543 | 1997-12-22 22:00 | 0 | 0 | 0 | 10.6 | 0 | 0.17
8544 | 1997-12-22 23:00 | 0 | 0 | 0 | 9.4 | 2.1 | 0.17
8545 | 1997-12-23 | 0 | 0 | 0 | 8.9 | 0 | 0.17
8546 | 1997-12-23 01:00 | 0 | 0 | 0 | 8.9 | 0 | 0.17
8547 | 1997-12-23 02:00 | 0 | 0 | 0 | 8.9 | 1.5 | 0.17
8548 | 1997-12-23 03:00 | 0 | 0 | 0 | 8.3 | 1.5 | 0.17
8549 | 1997-12-23 04:00 | 0 | 0 | 0 | 8.9 | 2.1 | 0.17
8550 | 1997-12-23 05:00 | 0 | 0 | 0 | 7.2 | 0 | 0.17
8551 | 1997-12-23 06:00 | 0 | 16 | 0 | 7.8 | 0 | 0.17
8552 | 1997-12-23 07:00 | 75 | 367 | 31 | 10 | 0 | 0.17 | 6.7579 | 123.511 | 82.5829 | 0 |  | 75 | 48.2076 | 32.5077 | 0.02854 | 45.5438 | 30.5797 | 0.02854 | 30.6219 | 29.255 | 0 | 58.6794 | 58.6407 | 14515.1 | 13.5305 | 13187.3 | 13716.8 | 13613.8 | 13613.8 | 13423.2 | 13419.6 | 1439.29 | 0 | 0 | 4.3214 | 0 | 13415.3 | 950 | 12887.9 | 12823.4775
8553 | 1997-12-23 08:00 | 244 | 669 | 52 | 12.2 | 2.1 | 0.17 | 16.6523 | 133.28 | 72.0715 | 0 |  | 244 | 206.013 | 54.756 | 0.092849 | 185.453 | 51.3515 | 0.092849 | 165.087 | 49.1285 | 0 | 209.931 | 209.756 | 51920.9 | 23.6776 | 50781.5 | 50782.9 | 50533.3 | 50533.3 | 49714.9 | 49672.7 | 1439.36 | 0 | 0 | 29.6623 | 0 | 49643 | 950 | 48505.6 | 48263.0234
8554 | 1997-12-23 09:00 | 403 | 795 | 69 | 13.3 | 2.6 | 0.17 | 24.9166 | 145.056 | 63.1054 | 0 |  | 403 | 358.28 | 72.9763 | 0.15335 | 259.279 | 68.3797 | 0.15335 | 244.565 | 65.42 | 0 | 303.785 | 303.984 | 75264.6 | 29.5594 | 74580.5 | 72002.4 | 71434.4 | 71434.4 | 69772.1 | 69660.5 | 1452.42 | 0 | 0 | 62.7908 | 0 | 69597.7 | 948.85 | 68336.5 | 67994.7734
8555 | 1997-12-23 10:00 | 516 | 853 | 80 | 15 | 3.1 | 0.17 | 30.8441 | 159.115 | 56.4412 | 0 |  | 516 | 469.784 | 85.0253 | 0.19635 | 374.749 | 79.6247 | 0.19635 | 359.988 | 76.1787 | 0 | 427.444 | 427.716 | 105883 | 37.363 | 105669 | 99110.1 | 98662.1 | 98662.1 | 93986 | 93793.4 | 1400.24 | 0 | 0 | -651.616 | 113.886 | 94331.1 | 940.827 | 92693.7 | 92230.2656
8556 | 1997-12-23 11:00 | 569 | 875 | 84 | 16.1 | 2.6 | 0.17 | 33.6798 | 175.048 | 52.9606 | 0 |  | 569 | 526.628 | 88.6381 | 0.21652 | 479.447 | 82.9509 | 0.21652 | 463.71 | 79.3615 | 0 | 532.21 | 531.616 | 131606 | 44.535 | 131761 | 121173 | 120337 | 120337 | 118650 | 118430 | 1460.93 | 0 | 0 | 256.624 | 0 | 118174 | 950 | 116196 | 115614.6016
8557 | 1997-12-23 12:00 | 555 | 870 | 83 | 16.7 | 3.1 | 0.17 | 32.9557 | 191.501 | 53.2876 | 0 |  | 555 | 518.594 | 89.2451 | 0.21119 | 496.748 | 83.498 | 0.21119 | 480.043 | 79.8851 | 0 | 548.73 | 548.078 | 135677 | 45.3561 | 135884 | 125182 | 124641 | 124641 | 122895 | 122674 | 1494.31 | 0 | 0 | 285.77 | 0 | 122388 | 950 | 120371 | 119768.7969
8558 | 1997-12-23 13:00 | 477 | 835 | 76 | 17.2 | 3.6 | 0.17 | 28.7993 | 206.795 | 57.3529 | 0 |  | 477 | 448.964 | 82.3038 | 0.18151 | 406.327 | 76.9671 | 0.18151 | 389.066 | 73.6372 | 0 | 453.449 | 453.273 | 112210 | 40.3662 | 112047 | 104996 | 104264 | 104264 | 102615 | 102448 | 1487.57 | 0 | 0 | 74.2624 | 0 | 102373 | 950 | 100713 | 100209.5703
8559 | 1997-12-23 14:00 | 326 | 709 | 62 | 16.7 | 4.6 | 0.17 | 21.8419 | 219.939 | 64.4516 | 0 |  | 326 | 305.932 | 67.876 | 0.12405 | 247.146 | 63.4399 | 0.12405 | 230.748 | 60.6955 | 0 | 285.615 | 285.494 | 70687.9 | 30.6422 | 69859.3 | 67861.8 | 67393 | 67393 | 66291.4 | 66198.9 | 1389.22 | 0 | 0 | -60.8441 | 0 | 66259.8 | 950 | 64962 | 64637.1719
8560 | 1997-12-23 15:00 | 147 | 460 | 44 | 17.2 | 3.6 | 0.17 | 12.8484 | 230.856 | 73.7087 | 0 |  | 147 | 129.871 | 49.5856 | 0.055938 | 78.4163 | 46.2981 | 0.055938 | 67.7274 | 44.2957 | 0 | 109.783 | 109.694 | 27158 | 22.8063 | 25819.7 | 25887.9 | 25706 | 25706 | 25346.2 | 25336.4 | 1539.82 | 0 | 0 | 14.8326 | 0 | 25321.5 | 950 | 24635 | 24511.7793
8561 | 1997-12-23 16:00 | 26 | 171 | 15 | 16.1 | 3.6 | 0.17 | 2.4597 | 239.964 | 84.4086 | 0 |  | 26 | 12.3118 | 15.6072 | 0.0098938 | 6.1309 | 14.5425 | 0.0098938 | 3.0601 | 13.9138 | 0 | 16.6345 | 16.6079 | 4112.04 | 16.9488 | 3083.71 | 3164.34 | 3139.34 | 3139.34 | 3095.39 | 3095.25 | 1485.99 | 0 | 0 | 0.18967 | 0 | 3095.06 | 950 | 2943.49 | 2928.7744
8562 | 1997-12-23 17:00 | 0 | 0 | 0 | 15.6 | 2.1 | 0.17
8563 | 1997-12-23 18:00 | 0 | 0 | 0 | 15.6 | 1.5 | 0.17
8564 | 1997-12-23 19:00 | 0 | 0 | 0 | 15 | 2.1 | 0.17
8565 | 1997-12-23 20:00 | 0 | 0 | 0 | 13.9 | 3.1 | 0.17
8566 | 1997-12-23 21:00 | 0 | 0 | 0 | 12.8 | 2.6 | 0.17
8567 | 1997-12-23 22:00 | 0 | 0 | 0 | 12.2 | 2.6 | 0.17
8568 | 1997-12-23 23:00 | 0 | 0 | 0 | 11.7 | 0 | 0.17
8569 | 1997-12-24 | 0 | 0 | 0 | 12.2 | 2.1 | 0.17
8570 | 1997-12-24 01:00 | 0 | 0 | 0 | 10.6 | 0 | 0.17
8571 | 1997-12-24 02:00 | 0 | 0 | 0 | 10.6 | 1.5 | 0.17
8572 | 1997-12-24 03:00 | 0 | 0 | 0 | 10 | 0 | 0.17
8573 | 1997-12-24 04:00 | 0 | 0 | 0 | 10.6 | 0 | 0.17
8574 | 1997-12-24 05:00 | 0 | 0 | 0 | 10 | 1.5 | 0.17
8575 | 1997-12-24 06:00 | 0 | 18 | 0 | 10 | 0 | 0.17
8576 | 1997-12-24 07:00 | 78 | 371 | 34 | 10.6 | 0 | 0.17 | 6.6823 | 123.423 | 82.6642 | 0 |  | 78 | 48.2189 | 35.5313 | 0.029681 | 45.5671 | 33.4121 | 0.029681 | 30.4982 | 31.9649 | 0 | 61.2138 | 61.1573 | 15138.3 | 14.282 | 13800.1 | 14315 | 14212.6 | 14212.6 | 14013.6 | 14009.8 | 1450.25 | 0 | 0 | 4.7042 | 0 | 14005.1 | 950 | 13460.2 | 13392.875
8577 | 1997-12-24 08:00 | 198 | 433 | 75 | 12.2 | 0 | 0.17 | 16.5899 | 133.178 | 72.1403 | 0 |  | 198 | 131.968 | 78.3344 | 0.075345 | 118.942 | 73.4559 | 0.075345 | 105.807 | 70.276 | 0 | 172.562 | 172.401 | 42675.8 | 22.5794 | 41397.4 | 41635.3 | 41460.1 | 41460.1 | 40879.7 | 40852.8 | 1457.93 | 0 | 0 | 35.5256 | 0 | 40817.3 | 950 | 39843.4 | 39644.207
8578 | 1997-12-24 09:00 | 381 | 524 | 161 | 13.3 | 2.1 | 0.17 | 24.8726 | 144.938 | 63.1562 | 0 |  | 381 | 235.97 | 166.401 | 0.14498 | 170.818 | 155.855 | 0.14498 | 161.097 | 149.11 | 0 | 304.003 | 303.847 | 75225.1 | 29.9261 | 74434.2 | 72396.7 | 71944.7 | 71944.7 | 70859.3 | 70773.3 | 1488.6 | 0 | 0 | 38.1952 | 0 | 70735.1 | 949.999 | 69440.5 | 69093.2656
8579 | 1997-12-24 10:00 | 449 | 551 | 167 | 14.4 | 1.5 | 0.17 | 30.8248 | 158.982 | 56.4668 | 0 |  | 449 | 303.816 | 173.854 | 0.17086 | 241.958 | 162.771 | 0.17086 | 232.416 | 155.727 | 0 | 380.381 | 380.152 | 94106.3 | 35.7771 | 93628.1 | 89016.3 | 88739.6 | 88739.6 | 86792.1 | 86638.2 | 1407.29 | 0 | 0 | -79.1759 | 0 | 86717.4 | 950 | 85226.1 | 84800.0156
8580 | 1997-12-24 11:00 | 444 | 435 | 204 | 15 | 3.1 | 0.17 | 33.69 | 174.909 | 52.955 | 0 |  | 444 | 260.563 | 212.937 | 0.16895 | 237.222 | 199.282 | 0.16895 | 229.439 | 190.659 | 0 | 411.696 | 411.318 | 101827 | 36.5057 | 101456 | 96823.9 | 96328.8 | 96328.8 | 94980.2 | 94849.8 | 1492.01 | 0 | 0 | 177.624 | 0 | 94672.2 | 950 | 93082.1 | 92616.7344
8581 | 1997-12-24 12:00 | 579 | 803 | 142 | 15.6 | 4.1 | 0.17 | 32.9959 | 191.372 | 53.2494 | 0 |  | 579 | 480.049 | 151.158 | 0.22033 | 459.829 | 141.421 | 0.22033 | 444.4 | 135.302 | 0 | 568.108 | 567.443 | 140472 | 43.949 | 140742 | 130483 | 129938 | 129938 | 128118 | 127887 | 1519.62 | 0 | 0 | 321.137 | 0 | 127566 | 950 | 125449 | 124822.1484
8582 | 1997-12-24 13:00 | 473 | 806 | 85 | 16.1 | 6.2 | 0.17 | 28.8646 | 206.686 | 57.2873 | 0 |  | 473 | 434.285 | 91.7192 | 0.17999 | 393.458 | 85.7726 | 0.17999 | 376.809 | 82.0617 | 0 | 449.693 | 449.688 | 111322 | 36.5187 | 111140 | 105848 | 105134 | 105134 | 103517 | 103348 | 1481.79 | 0 | 0 | 76.4125 | 0 | 103271 | 950 | 101595 | 101087.1094
8583 | 1997-12-24 14:00 | 344 | 676 | 92 | 16.1 | 4.6 | 0.17 | 21.9254 | 219.853 | 64.3665 | 0 |  | 344 | 291.871 | 99.8318 | 0.1309 | 235.801 | 93.3095 | 0.1309 | 220.242 | 89.273 | 0 | 303.325 | 303.06 | 75038 | 30.9 | 74252 | 72134.8 | 71672.7 | 71672.7 | 70669.3 | 70566.8 | 1404.34 | 0 | 0 | 76.1307 | 0 | 70490.7 | 949.999 | 69148.7 | 68802.9688
8584 | 1997-12-24 15:00 | 185 | 659 | 37 | 15.6 | 4.1 | 0.17 | 12.9441 | 230.789 | 73.6111 | 0 |  | 185 | 186.335 | 41.7327 | 0.070398 | 112.554 | 38.9686 | 0.070398 | 97.3415 | 37.2832 | 0 | 131.932 | 131.905 | 32658 | 22.1899 | 31402.3 | 31460.4 | 31219.3 | 31219.3 | 30782.2 | 30766.8 | 1542.18 | 0 | 0 | 23.0035 | 0 | 30743.8 | 950 | 29978 | 29828.0801
8585 | 1997-12-24 16:00 | 28 | 161 | 17 | 15 | 3.1 | 0.17 | 2.563 | 239.911 | 84.3034 | 0 |  | 28 | 12.5428 | 17.7467 | 0.010655 | 6.2604 | 16.538 | 0.010655 | 3.1766 | 15.823 | 0 | 18.6196 | 18.6123 | 4608.3 | 15.9731 | 3548.54 | 3656.33 | 3628 | 3628 | 3577.2 | 3577.02 | 1466.58 | 0 | 0 | 0.2516 | 0 | 3576.77 | 950 | 3402.95 | 3385.9392
8586 | 1997-12-24 17:00 | 0 | 0 | 0 | 13.9 | 1.5 | 0.17
8587 | 1997-12-24 18:00 | 0 | 0 | 0 | 12.2 | 4.6 | 0.17
8588 | 1997-12-24 19:00 | 0 | 0 | 0 | 11.1 | 2.1 | 0.17
8589 | 1997-12-24 20:00 | 0 | 0 | 0 | 10 | 2.1 | 0.17
8590 | 1997-12-24 21:00 | 0 | 0 | 0 | 10.6 | 3.6 | 0.17
8591 | 1997-12-24 22:00 | 0 | 0 | 0 | 9.4 | 0 | 0.17
8592 | 1997-12-24 23:00 | 0 | 0 | 0 | 9.4 | 1.5 | 0.17
8593 | 1997-12-25 | 0 | 0 | 0 | 8.3 | 1.5 | 0.17
8594 | 1997-12-25 01:00 | 0 | 0 | 0 | 7.8 | 0 | 0.17
8595 | 1997-12-25 02:00 | 0 | 0 | 0 | 6.7 | 0 | 0.17
8596 | 1997-12-25 03:00 | 0 | 0 | 0 | 7.8 | 0 | 0.17
8597 | 1997-12-25 04:00 | 0 | 0 | 0 | 7.2 | 0 | 0.17
8598 | 1997-12-25 05:00 | 0 | 0 | 0 | 6.1 | 2.6 | 0.17
8599 | 1997-12-25 06:00 | 0 | 15 | 0 | 8.9 | 3.6 | 0.17
8600 | 1997-12-25 07:00 | 74 | 375 | 30 | 8.3 | 1.5 | 0.17 | 6.6119 | 123.329 | 82.7407 | 0 |  | 74 | 48.2244 | 31.4737 | 0.028159 | 45.5548 | 29.6119 | 0.028159 | 30.3579 | 28.3291 | 0 | 57.5133 | 57.4265 | 14214.2 | 11.5293 | 12892.4 | 13503.9 | 13395.8 | 13395.8 | 13208.3 | 13204.8 | 1438.43 | 0 | 0 | 4.2112 | 0 | 13200.6 | 950 | 12680.2 | 12616.7783
8601 | 1997-12-25 08:00 | 247 | 685 | 52 | 10 | 0 | 0.17 | 16.5333 | 133.072 | 72.2036 | 0 |  | 247 | 209.193 | 54.7406 | 0.093991 | 188.645 | 51.3376 | 0.093991 | 167.709 | 49.1152 | 0 | 212.487 | 212.478 | 52594.4 | 22.7922 | 51464.2 | 51604.6 | 51374.8 | 51374.8 | 50518.5 | 50475.4 | 1452.93 | 0 | 0 | 31.2944 | 0 | 50444.1 | 950 | 49296.3 | 49049.8398
8602 | 1997-12-25 09:00 | 409 | 814 | 68 | 11.1 | 0 | 0.17 | 24.8353 | 144.816 | 63.2006 | 0 |  | 409 | 365.707 | 71.9294 | 0.15564 | 264.947 | 67.3999 | 0.15564 | 249.83 | 64.4827 | 0 | 308.027 | 308.249 | 76317.5 | 29.6581 | 75652.6 | 72810.4 | 72245.2 | 72245.2 | 70550.1 | 70437.4 | 1459.1 | 0 | 0 | 24.5262 | 0 | 70412.9 | 948.645 | 69142.4 | 68796.6562
8603 | 1997-12-25 10:00 | 525 | 874 | 79 | 12.8 | 0 | 0.17 | 30.8127 | 158.847 | 56.4854 | 0 |  | 525 | 480.437 | 83.9737 | 0.19978 | 381.987 | 78.6408 | 0.19978 | 366.911 | 75.2374 | 0 | 433.306 | 432.18 | 106987 | 38.8194 | 106792 | 99270.3 | 99080.1 | 99080.1 | 94337.3 | 94145.5 | 1415.18 | 0 | 0 | -669.525 | 147.199 | 94667.8 | 940.741 | 93025.3 | 92560.1953
8604 | 1997-12-25 11:00 | 580 | 897 | 84 | 13.3 | 1.5 | 0.17 | 33.7079 | 174.77 | 52.9418 | 0 |  | 580 | 538.408 | 88.6282 | 0.22071 | 490.185 | 82.942 | 0.22071 | 474.114 | 79.353 | 0 | 542.398 | 541.775 | 134122 | 43.7657 | 134314 | 123810 | 122952 | 122952 | 121219 | 120991 | 1468.32 | 0 | 0 | 259.194 | 0 | 120732 | 950 | 118711 | 118117.3359
8605 | 1997-12-25 12:00 | 568 | 892 | 83 | 13.9 | 4.1 | 0.17 | 33.0435 | 191.244 | 53.2038 | 0 |  | 568 | 532.663 | 87.984 | 0.21614 | 510.23 | 82.3107 | 0.21614 | 493.156 | 78.7493 | 0 | 560.467 | 559.97 | 138622 | 41.8756 | 138874 | 129759 | 129187 | 129187 | 127378 | 127144 | 1502.79 | 0 | 0 | 311.408 | 0 | 126833 | 950 | 124734 | 124110.3125
8606 | 1997-12-25 13:00 | 490 | 858 | 76 | 14.4 | 4.1 | 0.17 | 28.9369 | 206.581 | 57.2148 | 0 |  | 490 | 463.24 | 82.2951 | 0.18646 | 419.918 | 76.9595 | 0.18646 | 402.226 | 73.6299 | 0 | 466.339 | 466.137 | 115393 | 37.6878 | 115283 | 109191 | 108468 | 108468 | 106734 | 106551 | 1477.24 | 0 | 0 | 87.7317 | 0 | 106463 | 950 | 104728 | 104204.6953
8607 | 1997-12-25 14:00 | 354 | 779 | 63 | 15 | 4.1 | 0.17 | 22.0151 | 219.771 | 64.2754 | 0 |  | 354 | 336.849 | 68.9215 | 0.13471 | 273.803 | 64.4179 | 0.13471 | 255.851 | 61.6312 | 0 | 311.133 | 310.857 | 76971.7 | 30.5301 | 76248 | 74035.5 | 73511.3 | 73511.3 | 72182.9 | 72075.5 | 1404.66 | 0 | 0 | -210.734 | 0 | 72286.2 | 950 | 70942.7 | 70588.0234
8608 | 1997-12-25 15:00 | 181 | 604 | 45 | 15 | 4.6 | 0.17 | 13.0449 | 230.728 | 73.5085 | 0 |  | 181 | 170.96 | 50.1794 | 0.068876 | 103.308 | 46.8628 | 0.068876 | 89.4684 | 44.8359 | 0 | 131.618 | 131.435 | 32541 | 21.4187 | 31257.3 | 31448 | 31221.3 | 31221.3 | 30784.2 | 30769.4 | 1550.59 | 0 | 0 | 22.5343 | 0 | 30746.8 | 950 | 29971.9 | 29822.0898
8609 | 1997-12-25 16:00 | 29 | 189 | 15 | 14.4 | 3.6 | 0.17 | 2.6708 | 239.864 | 84.1939 | 0 |  | 29 | 16.2693 | 15.9779 | 0.011035 | 8.1396 | 14.8806 | 0.011035 | 4.1969 | 14.2374 | 0 | 18.0655 | 18.06 | 4471.74 | 15.323 | 3424.88 | 3534.64 | 3505.75 | 3505.75 | 3456.67 | 3456.49 | 1472.32 | 0 | 0 | 0.23987 | 0 | 3456.25 | 950 | 3288.59 | 3272.1477
8610 | 1997-12-25 17:00 | 0 | 0 | 0 | 13.3 | 3.1 | 0.17
8611 | 1997-12-25 18:00 | 0 | 0 | 0 | 12.2 | 5.2 | 0.17
8612 | 1997-12-25 19:00 | 0 | 0 | 0 | 11.1 | 3.6 | 0.17
8613 | 1997-12-25 20:00 | 0 | 0 | 0 | 10.6 | 2.6 | 0.17
8614 | 1997-12-25 21:00 | 0 | 0 | 0 | 11.7 | 3.1 | 0.17
8615 | 1997-12-25 22:00 | 0 | 0 | 0 | 8.9 | 2.1 | 0.17
8616 | 1997-12-25 23:00 | 0 | 0 | 0 | 8.3 | 0 | 0.17
8617 | 1997-12-26 | 0 | 0 | 0 | 8.3 | 3.1 | 0.17
8618 | 1997-12-26 01:00 | 0 | 0 | 0 | 8.9 | 3.6 | 0.17
8619 | 1997-12-26 02:00 | 0 | 0 | 0 | 7.2 | 2.6 | 0.17
8620 | 1997-12-26 03:00 | 0 | 0 | 0 | 8.9 | 4.1 | 0.17
8621 | 1997-12-26 04:00 | 0 | 0 | 0 | 5.6 | 0 | 0.17
8622 | 1997-12-26 05:00 | 0 | 0 | 0 | 7.2 | 2.6 | 0.17
8623 | 1997-12-26 06:00 | 0 | 39 | 0 | 6.7 | 2.1 | 0.17
8624 | 1997-12-26 07:00 | 80 | 482 | 24 | 7.2 | 1.5 | 0.17 | 6.5467 | 123.229 | 82.8124 | 0 |  | 80 | 61.3759 | 25.3152 | 0.030442 | 57.9353 | 23.8163 | 0.030442 | 38.4516 | 22.7846 | 0 | 60.0114 | 59.9644 | 14842.5 | 10.572 | 13530.3 | 14207.4 | 14089.5 | 14089.5 | 13892.3 | 13888 | 1409.18 | 0 | 0 | 4.7933 | 0 | 13883.2 | 950 | 13352.3 | 13285.5547
8625 | 1997-12-26 08:00 | 257 | 766 | 40 | 9.4 | 0 | 0.17 | 16.4826 | 132.96 | 72.2613 | 0 |  | 257 | 232.757 | 42.0858 | 0.097796 | 210.194 | 39.4505 | 0.097796 | 186.754 | 37.7428 | 0 | 220.007 | 220.059 | 54470.9 | 22.6487 | 53378 | 53508.1 | 53236.1 | 53236.1 | 52055.8 | 52008.5 | 1441.2 | 0 | 0 | 39.5618 | 0 | 51969 | 949.386 | 50802 | 50548.0234
8626 | 1997-12-26 09:00 | 421 | 879 | 53 | 12.8 | 0 | 0.17 | 24.8045 | 144.689 | 63.2386 | 0 |  | 421 | 394.601 | 55.8061 | 0.1602 | 286.675 | 52.2703 | 0.1602 | 270.27 | 50.008 | 0 | 313.872 | 313.389 | 77590.6 | 31.6676 | 76977.1 | 73345.2 | 72716.7 | 72716.7 | 70773.6 | 70658.4 | 1462.17 | 0 | 0 | -8.3016 | 0 | 70666.7 | 947.859 | 69404.3 | 69057.3047
8627 | 1997-12-26 10:00 | 537 | 931 | 61 | 13.9 | 3.1 | 0.17 | 30.8079 | 158.708 | 56.4969 | 0 |  | 537 | 512.669 | 64.3654 | 0.20434 | 407.631 | 60.2592 | 0.20434 | 391.534 | 57.6515 | 0 | 440.202 | 440.345 | 109008 | 36.9234 | 108870 | 102047 | 101853 | 101853 | 96317.7 | 96114 | 1420.79 | 0 | 0 | -1012.02 | 873.935 | 96252.1 | 942.87 | 94565 | 94092.1719
8628 | 1997-12-26 11:00 | 592 | 950 | 65 | 17.2 | 2.6 | 0.17 | 33.7333 | 174.631 | 52.9211 | 0 |  | 592 | 571.95 | 68.81 | 0.22527 | 520.729 | 64.3961 | 0.22527 | 503.679 | 61.6096 | 0 | 553.983 | 553.778 | 137094 | 46.8204 | 137338 | 124982 | 124091 | 124091 | 122311 | 122078 | 1469.29 | 0 | 0 | 230.224 | 0 | 121847 | 950 | 119802 | 119202.7422
8629 | 1997-12-26 12:00 | 580 | 946 | 64 | 16.7 | 5.2 | 0.17 | 33.0986 | 191.118 | 53.1507 | 0 |  | 580 | 566.574 | 68.0782 | 0.22071 | 542.716 | 63.689 | 0.22071 | 524.611 | 60.9333 | 0 | 573.833 | 572.885 | 141818 | 43.9236 | 142121 | 131696 | 131096 | 131096 | 129260 | 129018 | 1505 | 0 | 0 | 318.564 | 0 | 128699 | 950 | 126566 | 125933.0859
8630 | 1997-12-26 13:00 | 502 | 917 | 59 | 16.7 | 7.2 | 0.17 | 29.0159 | 206.479 | 57.1355 | 0 |  | 502 | 495.518 | 63.1842 | 0.19103 | 449.413 | 59.089 | 0.19103 | 430.568 | 56.5325 | 0 | 477.358 | 477.047 | 118093 | 37.3975 | 118037 | 111958 | 111222 | 111222 | 109331 | 109135 | 1464.24 | 0 | 0 | 77.2504 | 0 | 109058 | 950 | 107272 | 106735.3984
8631 | 1997-12-26 14:00 | 367 | 849 | 49 | 17.2 | 6.2 | 0.17 | 22.1108 | 219.695 | 64.1784 | 0 |  | 367 | 367.877 | 53.0416 | 0.13966 | 299.129 | 49.5822 | 0.13966 | 279.641 | 47.4372 | 0 | 320.536 | 320.402 | 79336.8 | 31.7483 | 78676.3 | 75997.2 | 75446.5 | 75446.5 | 73671.3 | 73559 | 1414.7 | 0 | 0 | -326.677 | 0 | 73885.6 | 949.628 | 72544.5 | 72181.7656
8632 | 1997-12-26 15:00 | 193 | 695 | 35 | 16.7 | 6.2 | 0.17 | 13.151 | 230.672 | 73.4008 | 0 |  | 193 | 198.292 | 38.7544 | 0.073442 | 119.871 | 36.2002 | 0.073442 | 103.96 | 34.6344 | 0 | 135.823 | 135.507 | 33549.8 | 22.8529 | 32315.7 | 32294.9 | 32041.9 | 32041.9 | 31593.4 | 31576.4 | 1532.78 | 0 | 0 | 24.3652 | 0 | 31552.1 | 950 | 30773.5 | 30619.5918
8633 | 1997-12-26 16:00 | 33 | 286 | 13 | 15.6 | 4.6 | 0.17 | 2.783 | 239.824 | 84.0802 | 0 |  | 33 | 23.6953 | 13.9841 | 0.012557 | 11.9052 | 13.0262 | 0.012557 | 6.2329 | 12.4631 | 0 | 18.3221 | 18.2993 | 4531.2 | 16.4937 | 3490.51 | 3587.23 | 3552.38 | 3552.38 | 3502.64 | 3502.46 | 1496.05 | 0 | 0 | 0.27746 | 0 | 3502.18 | 950 | 3333.78 | 3317.1157
8634 | 1997-12-26 17:00 | 0 | 0 | 0 | 14.4 | 2.1 | 0.17
8635 | 1997-12-26 18:00 | 0 | 0 | 0 | 13.3 | 3.1 | 0.17
8636 | 1997-12-26 19:00 | 0 | 0 | 0 | 12.2 | 2.6 | 0.17
8637 | 1997-12-26 20:00 | 0 | 0 | 0 | 11.1 | 1.5 | 0.17
8638 | 1997-12-26 21:00 | 0 | 0 | 0 | 10 | 1.5 | 0.17
8639 | 1997-12-26 22:00 | 0 | 0 | 0 | 9.4 | 1.5 | 0.17
8640 | 1997-12-26 23:00 | 0 | 0 | 0 | 7.8 | 0 | 0.17
8641 | 1997-12-27 | 0 | 0 | 0 | 7.2 | 0 | 0.17
8642 | 1997-12-27 01:00 | 0 | 0 | 0 | 5.6 | 1.5 | 0.17
8643 | 1997-12-27 02:00 | 0 | 0 | 0 | 6.7 | 0 | 0.17
8644 | 1997-12-27 03:00 | 0 | 0 | 0 | 6.7 | 2.1 | 0.17
8645 | 1997-12-27 04:00 | 0 | 0 | 0 | 5.6 | 1.5 | 0.17
8646 | 1997-12-27 05:00 | 0 | 0 | 0 | 5 | 0 | 0.17
8647 | 1997-12-27 06:00 | 0 | 23 | 0 | 5 | 0 | 0.17
8648 | 1997-12-27 07:00 | 75 | 425 | 27 | 6.1 | 0 | 0.17 | 6.4868 | 123.124 | 82.8793 | 0 |  | 75 | 52.6007 | 28.3491 | 0.02854 | 49.6644 | 26.6575 | 0.02854 | 32.8294 | 25.5028 | 0 | 57.1656 | 57.0907 | 14131.2 | 9.5371 | 12816.8 | 13513 | 13407.1 | 13407.1 | 13219.4 | 13215.8 | 1446.39 | 0 | 0 | 4.3704 | 0 | 13211.5 | 950 | 12693.5 | 12629.9824
8649 | 1997-12-27 08:00 | 250 | 724 | 45 | 9.4 | 0 | 0.17 | 16.4379 | 132.843 | 72.3134 | 0 |  | 250 | 219.84 | 47.5258 | 0.095132 | 198.766 | 44.5799 | 0.095132 | 176.504 | 42.6499 | 0 | 214.771 | 214.471 | 53087.8 | 22.3122 | 51969.1 | 52192.1 | 51912.7 | 51912.7 | 50904.3 | 50859.9 | 1448.65 | 0 | 0 | 31.0105 | 0 | 50828.9 | 949.809 | 49675.7 | 49427.2773
8650 | 1997-12-27 09:00 | 413 | 845 | 60 | 12.8 | 0 | 0.17 | 24.7804 | 144.559 | 63.2703 | 0 |  | 413 | 378.445 | 63.07 | 0.15716 | 275.845 | 59.0733 | 0.15716 | 260.016 | 56.5166 | 0 | 310.202 | 310.56 | 76890.5 | 31.4973 | 76247.9 | 72812.1 | 72219.6 | 72219.6 | 70371.3 | 70257.3 | 1460.6 | 0 | 0 | 59.1718 | 0 | 70198.2 | 948.074 | 68937.7 | 68593.0469
8651 | 1997-12-27 10:00 | 529 | 901 | 69 | 15 | 1.5 | 0.17 | 30.8104 | 158.568 | 56.5013 | 0 |  | 529 | 495.342 | 72.6905 | 0.2013 | 393.202 | 68.0528 | 0.2013 | 377.676 | 65.1079 | 0 | 433.928 | 433.9 | 107415 | 39.3995 | 107241 | 99468.5 | 99140.4 | 99140.4 | 93776.2 | 93584.5 | 1422.6 | 0 | 0 | -425.726 | 530.94 | 93479.3 | 941.861 | 91850 | 91390.7891
8652 | 1997-12-27 11:00 | 584 | 921 | 74 | 16.1 | 3.6 | 0.17 | 33.7662 | 174.491 | 52.893 | 0 |  | 584 | 553.382 | 78.2058 | 0.22223 | 503.068 | 73.1891 | 0.22223 | 486.625 | 70.0221 | 0 | 545.514 | 544.958 | 134914 | 43.9521 | 135122 | 124533 | 123805 | 123805 | 122034 | 121797 | 1450.96 | 0 | 0 | 231.046 | 0 | 121566 | 950 | 119530 | 118932.2109
8653 | 1997-12-27 12:00 | 573 | 917 | 73 | 16.7 | 3.1 | 0.17 | 33.161 | 190.995 | 53.0903 | 0 |  | 573 | 548.86 | 77.5156 | 0.21804 | 525.752 | 72.5179 | 0.21804 | 508.274 | 69.3802 | 0 | 566.101 | 565.282 | 139935 | 46.2556 | 140209 | 128669 | 128090 | 128090 | 126297 | 126068 | 1510.02 | 0 | 0 | 307.233 | 0 | 125760 | 950 | 123682 | 123063.1719
8654 | 1997-12-27 13:00 | 496 | 886 | 66 | 17.8 | 3.6 | 0.17 | 29.1018 | 206.382 | 57.0495 | 0 |  | 496 | 480.796 | 70.5665 | 0.18874 | 437.162 | 65.993 | 0.18874 | 418.92 | 63.1378 | 0 | 472.417 | 472.195 | 116893 | 41.9333 | 116814 | 108759 | 108059 | 108059 | 106127 | 105944 | 1470.45 | 0 | 0 | 116.732 | 0 | 105827 | 950 | 104105 | 103584.8438
8655 | 1997-12-27 14:00 | 316 | 593 | 92 | 17.8 | 5.2 | 0.17 | 22.2124 | 219.624 | 64.0756 | 0 |  | 316 | 258.964 | 99.8279 | 0.12025 | 210.643 | 93.3069 | 0.12025 | 197.011 | 89.2705 | 0 | 280.556 | 280.62 | 69482.9 | 31.1351 | 68600.7 | 66656.6 | 66264.6 | 66264.6 | 65336.9 | 65254 | 1413.53 | 0 | 0 | 68.6541 | 0 | 65185.4 | 949.999 | 63882.2 | 63562.8203
8656 | 1997-12-27 15:00 | 189 | 653 | 40 | 17.2 | 4.1 | 0.17 | 13.2622 | 230.623 | 73.2883 | 0 |  | 189 | 186.679 | 44.9066 | 0.07192 | 112.895 | 41.9354 | 0.07192 | 98.0532 | 40.1216 | 0 | 135.411 | 135.176 | 33467.5 | 23.9533 | 32210.7 | 32063.7 | 31824.2 | 31824.2 | 31378.7 | 31362.6 | 1537.52 | 0 | 0 | 23.6066 | 0 | 31339 | 950 | 30557.6 | 30404.8379
8657 | 1997-12-27 16:00 | 32 | 243 | 15 | 16.1 | 2.6 | 0.17 | 2.8996 | 239.791 | 83.9625 | 0 |  | 32 | 20.5401 | 16.2281 | 0.012177 | 10.3633 | 15.1118 | 0.012177 | 5.5075 | 14.4586 | 0 | 19.5668 | 19.5232 | 4834.05 | 17.1443 | 3769.71 | 3868.74 | 3836.56 | 3836.56 | 3782.85 | 3782.64 | 1452.23 | 0 | 0 | 0.29215 | 0 | 3782.34 | 950 | 3600.47 | 3582.4629
8658 | 1997-12-27 17:00 | 0 | 0 | 0 | 15 | 1.5 | 0.17
8659 | 1997-12-27 18:00 | 0 | 0 | 0 | 13.3 | 1.5 | 0.17
8660 | 1997-12-27 19:00 | 0 | 0 | 0 | 12.8 | 1.5 | 0.17
8661 | 1997-12-27 20:00 | 0 | 0 | 0 | 12.2 | 2.6 | 0.17
8662 | 1997-12-27 21:00 | 0 | 0 | 0 | 10.6 | 1.5 | 0.17
8663 | 1997-12-27 22:00 | 0 | 0 | 0 | 10.6 | 0 | 0.17
8664 | 1997-12-27 23:00 | 0 | 0 | 0 | 10 | 0 | 0.17
8665 | 1997-12-28 | 0 | 0 | 0 | 10 | 0 | 0.17
8666 | 1997-12-28 01:00 | 0 | 0 | 0 | 8.3 | 0 | 0.17
8667 | 1997-12-28 02:00 | 0 | 0 | 0 | 8.9 | 0 | 0.17
8668 | 1997-12-28 03:00 | 0 | 0 | 0 | 9.4 | 0 | 0.17
8669 | 1997-12-28 04:00 | 0 | 0 | 0 | 8.3 | 0 | 0.17
8670 | 1997-12-28 05:00 | 0 | 0 | 0 | 7.2 | 0 | 0.17
8671 | 1997-12-28 06:00 | 0 | 5 | 0 | 7.2 | 0 | 0.17
8672 | 1997-12-28 07:00 | 64 | 268 | 34 | 8.3 | 1.5 | 0.17 | 6.4322 | 123.013 | 82.9412 | 0 |  | 64 | 32.8666 | 35.4796 | 0.024354 | 31.0442 | 33.3647 | 0.024354 | 20.4413 | 31.9195 | 0 | 51.3136 | 51.3162 | 12702.7 | 11.1857 | 11389.9 | 11955.3 | 11876.2 | 11876.2 | 11710 | 11707.4 | 1452.35 | 0 | 0 | 3.2274 | 0 | 11704.2 | 950 | 11221.6 | 11165.4688
8673 | 1997-12-28 08:00 | 204 | 479 | 69 | 10.6 | 0 | 0.17 | 16.3992 | 132.722 | 72.3599 | 0 |  | 204 | 144.736 | 72.1861 | 0.077628 | 130.988 | 67.7 | 0.077628 | 116.261 | 64.7692 | 0 | 177.409 | 177.364 | 43904.6 | 21.2782 | 42644.4 | 43078.5 | 42867.7 | 42867.7 | 42267.5 | 42237.8 | 1442.6 | 0 | 0 | 37.5586 | 0 | 42200.2 | 950 | 41197.1 | 40991.0977
8674 | 1997-12-28 09:00 | 372 | 638 | 106 | 13.9 | 0 | 0.17 | 24.7631 | 144.425 | 63.2955 | 0 |  | 372 | 285.112 | 111.152 | 0.14156 | 208.559 | 104.145 | 0.14156 | 196.561 | 99.6369 | 0 | 290.274 | 290.169 | 71839.9 | 31.3696 | 71035.4 | 68386.3 | 67920.2 | 67920.2 | 66660.2 | 66561.9 | 1446.54 | 0 | 0 | 42.0755 | 0 | 66519.8 | 949.999 | 65259.1 | 64932.8516
8675 | 1997-12-28 10:00 | 429 | 520 | 163 | 16.7 | 0 | 0.17 | 30.8201 | 158.425 | 56.4985 | 0 |  | 429 | 286.375 | 169.702 | 0.16325 | 226.947 | 158.887 | 0.16325 | 217.99 | 152.011 | 0 | 362.601 | 362.275 | 89683.5 | 38.5108 | 89130 | 83818.8 | 83501.4 | 83501.4 | 81661.3 | 81520.9 | 1383.16 | 0 | 0 | -48.148 | 0 | 81569 | 949.999 | 80168.1 | 79767.2734
8676 | 1997-12-28 11:00 | 528 | 712 | 133 | 17.8 | 2.6 | 0.17 | 33.8068 | 174.351 | 52.8573 | 0 |  | 528 | 428.499 | 141.099 | 0.20092 | 388.954 | 132.073 | 0.20092 | 376.269 | 126.358 | 0 | 492.574 | 492.034 | 121812 | 44.1179 | 121797 | 112405 | 111930 | 111930 | 110363 | 110177 | 1478.22 | 0 | 0 | 227.98 | 0 | 109949 | 950 | 108115 | 107574.6016
8677 | 1997-12-28 12:00 | 494 | 550 | 194 | 18.9 | 3.6 | 0.17 | 33.2308 | 190.873 | 53.0225 | 0 |  | 494 | 329.221 | 203.538 | 0.18798 | 314.899 | 190.419 | 0.18798 | 304.473 | 182.18 | 0 | 476.92 | 476.485 | 117953 | 43.2526 | 117858 | 109679 | 109256 | 109256 | 107726 | 107562 | 1510.03 | 0 | 0 | 227.431 | 0 | 107335 | 950 | 105590 | 105061.5547
8678 | 1997-12-28 13:00 | 380 | 556 | 110 | 20 | 4.6 | 0.17 | 29.1943 | 206.288 | 56.9568 | 0 |  | 380 | 301.773 | 118.418 | 0.1446 | 275.213 | 110.741 | 0.1446 | 263.789 | 105.95 | 0 | 362.344 | 362.177 | 89658.6 | 37.6871 | 89085.9 | 84620.6 | 84098.1 | 84098.1 | 82847.5 | 82740.1 | 1477.74 | 0 | 0 | 110.315 | 0 | 82629.8 | 950 | 81220.4 | 80814.2969
8679 | 1997-12-28 14:00 | 317 | 593 | 92 | 19.4 | 3.1 | 0.17 | 22.3199 | 219.558 | 63.9671 | 0 |  | 317 | 259.94 | 99.8253 | 0.12063 | 212.592 | 93.3048 | 0.12063 | 198.934 | 89.2685 | 0 | 282.438 | 282.121 | 69855.5 | 34.1506 | 68977.4 | 66228.5 | 65818.3 | 65818.3 | 64896.8 | 64815 | 1419.78 | 0 | 0 | 67.826 | 0 | 64747.2 | 950 | 63444.5 | 63127.2461
8680 | 1997-12-28 15:00 | 159 | 316 | 86 | 18.9 | 2.6 | 0.17 | 13.3784 | 230.579 | 73.1709 | 0 |  | 159 | 91.2986 | 92.893 | 0.060504 | 55.2347 | 86.7772 | 0.060504 | 48.0451 | 83.0236 | 0 | 128.447 | 128.404 | 31790 | 25.7681 | 30416.4 | 30242.3 | 30098.2 | 30098.2 | 29676.9 | 29665 | 1557.88 | 0 | 0 | 19.126 | 0 | 29645.8 | 950 | 28855.3 | 28711.0508
8681 | 1997-12-28 16:00 | 28 | 72 | 22 | 18.3 | 0 | 0.17 | 3.0204 | 239.763 | 83.8408 | 0 |  | 28 | 7.395 | 22.9052 | 0.010655 | 3.7445 | 21.3696 | 0.010655 | 2.0172 | 20.4455 | 0 | 22.0135 | 21.9997 | 5446.68 | 19.6245 | 4335.64 | 4417.4 | 4385.95 | 4385.95 | 4324.55 | 4324.3 | 1527.48 | 0 | 0 | 0.37823 | 0 | 4323.92 | 950 | 4115.47 | 4094.8955
8682 | 1997-12-28 17:00 | 0 | 0 | 0 | 16.1 | 0 | 0.17
8683 | 1997-12-28 18:00 | 0 | 0 | 0 | 14.4 | 0 | 0.17
8684 | 1997-12-28 19:00 | 0 | 0 | 0 | 15 | 0 | 0.17
8685 | 1997-12-28 20:00 | 0 | 0 | 0 | 13.9 | 0 | 0.17
8686 | 1997-12-28 21:00 | 0 | 0 | 0 | 12.8 | 1.5 | 0.17
8687 | 1997-12-28 22:00 | 0 | 0 | 0 | 12.2 | 0 | 0.17
8688 | 1997-12-28 23:00 | 0 | 0 | 0 | 11.1 | 0 | 0.17
8689 | 1997-12-29 | 0 | 0 | 0 | 11.1 | 0 | 0.17
8690 | 1997-12-29 01:00 | 0 | 0 | 0 | 10.6 | 2.6 | 0.17
8691 | 1997-12-29 02:00 | 0 | 0 | 0 | 10 | 0 | 0.17
8692 | 1997-12-29 03:00 | 0 | 0 | 0 | 10.6 | 2.6 | 0.17
8693 | 1997-12-29 04:00 | 0 | 0 | 0 | 10 | 0 | 0.17
8694 | 1997-12-29 05:00 | 0 | 0 | 0 | 8.9 | 0 | 0.17
8695 | 1997-12-29 06:00 | 0 | 30 | 0 | 10 | 2.6 | 0.17
8696 | 1997-12-29 07:00 | 70 | 339 | 32 | 10 | 0 | 0.17 | 6.383 | 122.897 | 82.998 | 0 |  | 70 | 41.6141 | 33.4522 | 0.026637 | 39.3399 | 31.467 | 0.026637 | 25.8044 | 30.1039 | 0 | 54.7901 | 54.7222 | 13545.2 | 13.2945 | 12227.6 | 12731.5 | 12642.1 | 12642.1 | 12465.1 | 12462.1 | 1452.26 | 0 | 0 | 3.7334 | 0 | 12458.3 | 950 | 11956.7 | 11896.9219
8697 | 1997-12-29 08:00 | 226 | 504 | 84 | 12.2 | 2.1 | 0.17 | 16.3665 | 132.595 | 72.4006 | 0 |  | 226 | 152.195 | 87.3533 | 0.086 | 137.931 | 81.8991 | 0.086 | 122.369 | 78.3538 | 0 | 196.709 | 196.59 | 48663.3 | 22.9571 | 47455.6 | 47658.4 | 47403.9 | 47403.9 | 46740.2 | 46704.9 | 1462.52 | 0 | 0 | 46.84 | 0 | 46658.1 | 950 | 45572 | 45344.1172
8698 | 1997-12-29 09:00 | 347 | 555 | 116 | 17.2 | 1.5 | 0.17 | 24.7524 | 144.287 | 63.3142 | 0 |  | 347 | 247.535 | 121.305 | 0.13204 | 181.613 | 113.649 | 0.13204 | 171.146 | 108.73 | 0 | 274.278 | 274.302 | 67911.6 | 32.6249 | 67027.4 | 64429.2 | 64006.3 | 64006.3 | 62951.1 | 62867.2 | 1450.13 | 0 | 0 | 48.5507 | 0 | 62818.7 | 949.999 | 61566.7 | 61258.8398
8699 | 1997-12-29 10:00 | 364 | 405 | 157 | 18.3 | 0 | 0.17 | 30.8372 | 158.28 | 56.4886 | 0 |  | 364 | 222.802 | 163.533 | 0.13851 | 176.573 | 153.113 | 0.13851 | 169.608 | 146.487 | 0 | 309.773 | 309.747 | 76680.3 | 36.9483 | 75901.3 | 71989.5 | 71725.7 | 71725.7 | 70469.7 | 70366.8 | 1396.98 | 0 | 0 | -61.8472 | 0 | 70428.7 | 950 | 69138.7 | 68793.0469
8700 | 1997-12-29 11:00 | 485 | 454 | 233 | 20 | 2.6 | 0.17 | 33.8548 | 174.211 | 52.8141 | 0 |  | 485 | 273.3 | 242.502 | 0.18456 | 247.704 | 226.949 | 0.18456 | 239.648 | 217.129 | 0 | 447.641 | 447.431 | 110769 | 43.9321 | 110551 | 102413 | 102128 | 102128 | 100698 | 100552 | 1501.62 | 0 | 0 | 199.679 | 0 | 100352 | 950 | 98686.5 | 98193.0781
8701 | 1997-12-29 12:00 | 432 | 343 | 244 | 20 | 3.1 | 0.17 | 33.3079 | 190.754 | 52.9474 | 0 |  | 432 | 206.247 | 252.629 | 0.16439 | 197.276 | 236.332 | 0.16439 | 190.773 | 226.106 | 0 | 408.541 | 408.079 | 101023 | 41.3363 | 100628 | 94440 | 94110.1 | 94110.1 | 92792.3 | 92674.7 | 1529.46 | 0 | 0 | 175.477 | 0 | 92499.3 | 950 | 90964.7 | 90509.8594
8702 | 1997-12-29 13:00 | 321 | 268 | 190 | 21.7 | 1.5 | 0.17 | 29.2936 | 206.199 | 56.8575 | 0 |  | 321 | 146.352 | 197.448 | 0.12215 | 133.665 | 184.653 | 0.12215 | 128.148 | 176.664 | 0 | 298.716 | 298.598 | 73919.5 | 38.4911 | 73060.3 | 69305.8 | 68953.6 | 68953.6 | 67988.2 | 67924.1 | 1519.85 | 0 | 0 | 95.5055 | 0 | 67828.6 | 949.999 | 66491.1 | 66158.6484
8703 | 1997-12-29 14:00 | 330 | 514 | 135 | 20 | 2.6 | 0.17 | 22.4332 | 219.497 | 63.8528 | 0 |  | 330 | 225.117 | 143.421 | 0.12557 | 184.12 | 134.068 | 0.12557 | 172.377 | 128.268 | 0 | 294.633 | 294.521 | 72924.1 | 35.7533 | 72072.9 | 68877 | 68508.2 | 68508.2 | 67549 | 67470 | 1450.5 | 0 | 0 | 81.0086 | 0 | 67389 | 949.999 | 66055.8 | 65725.5469
8704 | 1997-12-29 15:00 | 173 | 438 | 70 | 19.4 | 0 | 0.17 | 13.4995 | 230.541 | 73.0489 | 0 |  | 173 | 128.583 | 76.7092 | 0.065832 | 77.8215 | 71.6507 | 0.065832 | 67.7953 | 68.5516 | 0 | 133.62 | 133.405 | 33027.8 | 27.4316 | 31690.2 | 31228.4 | 31045 | 31045 | 30610.4 | 30596.9 | 1550.47 | 0 | 0 | 20.853 | 0 | 30576.1 | 950 | 29785.7 | 29636.7578
8705 | 1997-12-29 16:00 | 32 | 119 | 23 | 18.3 | 2.6 | 0.17 | 3.1453 | 239.743 | 83.7152 | 0 |  | 32 | 11.3177 | 24.5621 | 0.012177 | 5.7555 | 22.8949 | 0.012177 | 3.1449 | 21.9051 | 0 | 24.5489 | 24.5298 | 6073.19 | 19.612 | 4933.68 | 5028.51 | 4993.78 | 4993.78 | 4923.86 | 4923.54 | 1521.81 | 0 | 0 | 0.48304 | 0 | 4923.06 | 950 | 4688.53 | 4665.0874
8706 | 1997-12-29 17:00 | 0 | 0 | 0 | 17.2 | 1.5 | 0.17
8707 | 1997-12-29 18:00 | 0 | 0 | 0 | 16.7 | 1.5 | 0.17
8708 | 1997-12-29 19:00 | 0 | 0 | 0 | 16.7 | 2.1 | 0.17
8709 | 1997-12-29 20:00 | 0 | 0 | 0 | 16.1 | 0 | 0.17
8710 | 1997-12-29 21:00 | 0 | 0 | 0 | 16.7 | 1.5 | 0.17
8711 | 1997-12-29 22:00 | 0 | 0 | 0 | 15 | 2.6 | 0.17
8712 | 1997-12-29 23:00 | 0 | 0 | 0 | 15 | 0 | 0.17
8713 | 1997-12-30 | 0 | 0 | 0 | 13.9 | 0 | 0.17
8714 | 1997-12-30 01:00 | 0 | 0 | 0 | 12.8 | 1.5 | 0.17
8715 | 1997-12-30 02:00 | 0 | 0 | 0 | 12.2 | 0 | 0.17
8716 | 1997-12-30 03:00 | 0 | 0 | 0 | 12.8 | 1.5 | 0.17
8717 | 1997-12-30 04:00 | 0 | 0 | 0 | 12.2 | 0 | 0.17
8718 | 1997-12-30 05:00 | 0 | 0 | 0 | 11.7 | 0 | 0.17
8719 | 1997-12-30 06:00 | 0 | 13 | 0 | 11.7 | 2.1 | 0.17
8720 | 1997-12-30 07:00 | 69 | 367 | 28 | 12.2 | 1.5 | 0.17 | 6.3392 | 122.776 | 83.0498 | 0 |  | 69 | 44.8751 | 29.3866 | 0.026257 | 42.4315 | 27.6583 | 0.026257 | 27.7394 | 26.46 | 0 | 53.1154 | 53.0811 | 13139 | 15.1849 | 11835.6 | 12238 | 12148.6 | 12148.6 | 11978.5 | 11975.6 | 1434.3 | 0 | 0 | 3.5333 | 0 | 11972 | 950 | 11488.1 | 11430.6289
8721 | 1997-12-30 08:00 | 238 | 672 | 49 | 15.6 | 2.1 | 0.17 | 16.3399 | 132.464 | 72.4356 | 0 |  | 238 | 202.499 | 51.6175 | 0.090566 | 183.695 | 48.4136 | 0.090566 | 162.909 | 46.3177 | 0 | 205.042 | 204.774 | 50688.1 | 26.8049 | 49530.4 | 48972.4 | 48656.3 | 48656.3 | 47875.8 | 47837 | 1447.57 | 0 | 0 | 46.8548 | 0 | 47790.1 | 950 | 46683.3 | 46449.9141
8722 | 1997-12-30 09:00 | 358 | 639 | 91 | 18.9 | 0 | 0.17 | 24.7485 | 144.145 | 63.3264 | 0 |  | 358 | 286.032 | 95.7709 | 0.13623 | 210.823 | 89.7443 | 0.13623 | 198.647 | 85.8599 | 0 | 278.816 | 278.934 | 69058.9 | 35.6932 | 68222.8 | 64558.1 | 64001.4 | 64001.4 | 62810.3 | 62721.8 | 1445.49 | 0 | 0 | 63.3104 | 0 | 62658.4 | 949.771 | 61426.6 | 61119.4844
8723 | 1997-12-30 10:00 | 390 | 526 | 121 | 20.6 | 0 | 0.17 | 30.8615 | 158.132 | 56.4715 | 0 |  | 390 | 289.458 | 127.697 | 0.14841 | 229.016 | 119.586 | 0.14841 | 219.995 | 114.41 | 0 | 327.717 | 327.194 | 81000.2 | 40.2987 | 80318.7 | 74919.7 | 74680.2 | 74680.2 | 72726.8 | 72612.1 | 1390.52 | 0 | 0 | 2.7112 | 0 | 72609.3 | 946.166 | 71315.4 | 70958.8125
8724 | 1997-12-30 11:00 | 545 | 759 | 123 | 22.2 | 3.1 | 0.17 | 33.9104 | 174.07 | 52.7634 | 0 |  | 545 | 457.54 | 130.747 | 0.20739 | 414.694 | 122.387 | 0.20739 | 401.246 | 117.091 | 0 | 507.97 | 507.531 | 125648 | 48.7362 | 125697 | 113769 | 113430 | 113430 | 111841 | 111649 | 1465.29 | 0 | 0 | 232.987 | 0 | 111416 | 950 | 109556 | 109008.0625
8725 | 1997-12-30 12:00 | 208 | 52 | 179 | 22.2 | 3.6 | 0.17 | 33.3923 | 190.637 | 52.865 | 0 |  | 208 | 31.804 | 180.644 | 0.07915 | 30.4208 | 168.949 | 0.07915 | 29.4228 | 161.639 | 0 | 187.241 | 187.135 | 46327.2 | 31.7642 | 45057.2 | 43902.4 | 43786.8 | 43786.8 | 43173.8 | 43149.6 | 1563.28 | 0 | 0 | 40.0829 | 0 | 43109.6 | 950 | 42137.6 | 41926.918
8726 | 1997-12-30 13:00 | 169 | 44 | 147 | 22.2 | 3.6 | 0.17 | 29.3994 | 206.113 | 56.7516 | 0 |  | 169 | 24.5669 | 147.827 | 0.06431 | 22.4491 | 138.254 | 0.06431 | 21.5283 | 132.272 | 0 | 150.725 | 150.656 | 37296.5 | 29.8998 | 35930.9 | 35259.2 | 35145.4 | 35145.4 | 34653.4 | 34637.8 | 1563.04 | 0 | 0 | 26.1655 | 0 | 34611.7 | 950 | 33752.6 | 33583.7969
8727 | 1997-12-30 14:00 | 161 | 48 | 143 | 22.2 | 2.6 | 0.17 | 22.5522 | 219.442 | 63.7329 | 0 |  | 161 | 20.7641 | 144.542 | 0.061265 | 17.029 | 135.179 | 0.061265 | 15.9515 | 129.33 | 0 | 142.376 | 142.289 | 35226.8 | 29.8107 | 33843.7 | 33220.7 | 33123.8 | 33123.8 | 32660.1 | 32646.7 | 1577.73 | 0 | 0 | 23.5266 | 0 | 32623.2 | 950 | 31765.6 | 31606.7285
8728 | 1997-12-30 15:00 | 112 | 86 | 92 | 21.7 | 5.2 | 0.17 | 13.6254 | 230.51 | 72.9222 | 0 |  | 112 | 24.9206 | 95.6738 | 0.042619 | 15.0883 | 89.417 | 0.042619 | 13.1648 | 85.5489 | 0 | 96.7395 | 96.6247 | 23921.1 | 26.2916 | 22493.7 | 22373.6 | 22290.8 | 22290.8 | 21978.7 | 21972.5 | 1564.99 | 0 | 0 | 10.3945 | 0 | 21962.1 | 950 | 21210.6 | 21104.584
8729 | 1997-12-30 16:00 | 20 | 21 | 18 | 18.9 | 2.6 | 0.17 | 3.2743 | 239.728 | 83.5859 | 0 |  | 20 | 2.5666 | 18.4059 | 0.0076106 | 1.3105 | 17.1919 | 0.0076106 | 0.72865 | 16.4483 | 0 | 16.8334 | 16.8263 | 4165.67 | 19.8 | 3126.68 | 3180.86 | 3156.3 | 3156.3 | 3112.11 | 3111.98 | 1514.21 | 0 | 0 | 0.19997 | 0 | 3111.78 | 950 | 2958.56 | 2943.77
8730 | 1997-12-30 17:00 | 0 | 0 | 0 | 18.3 | 1.5 | 0.17
8731 | 1997-12-30 18:00 | 0 | 0 | 0 | 17.8 | 3.1 | 0.17
8732 | 1997-12-30 19:00 | 0 | 0 | 0 | 17.8 | 3.1 | 0.17
8733 | 1997-12-30 20:00 | 0 | 0 | 0 | 17.8 | 0 | 0.17
8734 | 1997-12-30 21:00 | 0 | 0 | 0 | 17.2 | 1.5 | 0.17
8735 | 1997-12-30 22:00 | 0 | 0 | 0 | 16.7 | 0 | 0.17
8736 | 1997-12-30 23:00 | 0 | 0 | 0 | 15.6 | 0 | 0.17
8737 | 1997-12-31 | 0 | 0 | 0 | 14.4 | 1.5 | 0.17
8738 | 1997-12-31 01:00 | 0 | 0 | 0 | 13.9 | 0 | 0.17
8739 | 1997-12-31 02:00 | 0 | 0 | 0 | 14.4 | 1.5 | 0.17
8740 | 1997-12-31 03:00 | 0 | 0 | 0 | 14.4 | 0 | 0.17
8741 | 1997-12-31 04:00 | 0 | 0 | 0 | 15 | 0 | 0.17
8742 | 1997-12-31 05:00 | 0 | 0 | 0 | 13.3 | 0 | 0.17
8743 | 1997-12-31 06:00 | 0 | 1 | 0 | 14.4 | 0 | 0.17
8744 | 1997-12-31 07:00 | 45 | 13 | 43 | 14.4 | 0 | 0.17 | 6.301 | 122.649 | 83.0965 | 0 |  | 45 | 2.1875 | 43.1984 | 0.017124 | 2.0698 | 40.375 | 0.017124 | 1.3487 | 38.6284 | 0 | 39.1775 | 39.1624 | 9695.12 | 16.7578 | 8419.51 | 8678.36 | 8638.51 | 8638.51 | 8517.57 | 8516.62 | 1562.76 | 0 | 0 | 1.587 | 0 | 8515.04 | 950 | 8131.22 | 8090.5591
8745 | 1997-12-31 08:00 | 218 | 454 | 90 | 16.7 | 0 | 0.17 | 16.3195 | 132.328 | 72.4647 | 0 |  | 218 | 137.088 | 92.8977 | 0.082956 | 124.447 | 87.0841 | 0.082956 | 110.331 | 83.3145 | 0 | 189.773 | 189.669 | 46950.8 | 28.119 | 45717.4 | 45045.2 | 44828.8 | 44828.8 | 44201.2 | 44169.8 | 1460.07 | 0 | 0 | 41.2192 | 0 | 44128.6 | 950 | 43091 | 42875.582
8746 | 1997-12-31 09:00 | 314 | 400 | 147 | 17.8 | 0 | 0.17 | 24.7514 | 144 | 63.3321 | 0 |  | 314 | 178.848 | 152.063 | 0.11949 | 132.324 | 142.434 | 0.11949 | 124.671 | 136.27 | 0 | 255.722 | 255.488 | 63252.8 | 33.1817 | 62262.3 | 59942.7 | 59550.1 | 59550.1 | 58716.4 | 58652.5 | 1462.8 | 0 | 0 | 64.9414 | 0 | 58587.6 | 949.999 | 57351.3 | 57064.5664
8747 | 1997-12-31 10:00 | 477 | 449 | 247 | 21.1 | 2.1 | 0.17 | 30.8932 | 157.983 | 56.4473 | 0 |  | 477 | 247.421 | 253.729 | 0.18151 | 195.428 | 237.509 | 0.18151 | 187.744 | 227.231 | 0 | 406.676 | 406.684 | 100679 | 43.3532 | 100291 | 92812 | 92611.5 | 92611.5 | 91281.5 | 91114.5 | 1396.6 | 0 | 0 | 94.7749 | 0 | 91019.7 | 950 | 89457.9 | 89010.6484
8748 | 1997-12-31 11:00 | 456 | 473 | 192 | 23.3 | 0 | 0.17 | 33.9735 | 173.93 | 52.7052 | 0 |  | 456 | 286.146 | 200.541 | 0.17352 | 258.959 | 187.686 | 0.17352 | 250.59 | 179.564 | 0 | 421.552 | 421.203 | 104277 | 48.6585 | 103951 | 94360.7 | 94170.6 | 94170.6 | 92852.1 | 92724.6 | 1478.06 | 0 | 0 | 166.445 | 0 | 92558.2 | 950 | 90995.8 | 90540.7812
8749 | 1997-12-31 12:00 | 511 | 692 | 131 | 23.9 | 1.5 | 0.17 | 33.484 | 190.522 | 52.7754 | 0 |  | 511 | 416.592 | 139.762 | 0.19445 | 397.891 | 130.763 | 0.19445 | 384.906 | 125.105 | 0 | 499.811 | 499.135 | 123561 | 51.9679 | 123567 | 110817 | 110482 | 110482 | 108936 | 108763 | 1501.21 | 0 | 0 | 227.521 | 0 | 108536 | 950 | 106771 | 106237.4219
8750 | 1997-12-31 13:00 | 463 | 752 | 94 | 24.4 | 3.6 | 0.17 | 29.5118 | 206.032 | 56.6392 | 0 |  | 463 | 411.854 | 101.041 | 0.17619 | 375.762 | 94.4926 | 0.17619 | 360.451 | 90.4044 | 0 | 441.838 | 441.562 | 109311 | 46.9677 | 109090 | 99666.2 | 98715.7 | 98715.7 | 96866.9 | 96718 | 1477.95 | 0 | 0 | 73.3037 | 0 | 96644.7 | 950 | 95072.8 | 94597.4688
8751 | 1997-12-31 14:00 | 338 | 676 | 78 | 22.8 | 3.1 | 0.17 | 22.6769 | 219.392 | 63.6075 | 0 |  | 338 | 299.686 | 85.1486 | 0.12862 | 246.446 | 79.5844 | 0.12862 | 230.979 | 76.1416 | 0 | 300.978 | 300.974 | 74526.8 | 38.5363 | 73740.2 | 69492.2 | 69048.7 | 69048.7 | 68082 | 67990.4 | 1420.38 | 0 | 0 | 73.4187 | 0 | 67916.9 | 950 | 66589.7 | 66256.7266
8752 | 1997-12-31 15:00 | 179 | 518 | 56 | 20 | 4.6 | 0.17 | 13.7561 | 230.484 | 72.7909 | 0 |  | 179 | 152.966 | 62.244 | 0.068115 | 92.6484 | 58.1294 | 0.068115 | 80.9653 | 55.6152 | 0 | 133.849 | 133.612 | 33080 | 26.525 | 31771.3 | 31402.6 | 31192.9 | 31192.9 | 30756.2 | 30742.1 | 1558.07 | 0 | 0 | 21.949 | 0 | 30720.1 | 950 | 29936.6 | 29786.8711
8753 | 1997-12-31 16:00 | 31 | 141 | 20 | 18.9 | 3.6 | 0.17 | 3.4072 | 239.721 | 83.4529 | 0 |  | 31 | 14.4076 | 21.7487 | 0.011796 | 7.4066 | 20.2684 | 0.011796 | 4.1831 | 19.3922 | 0 | 23.1037 | 23.1075 | 5721.25 | 20.081 | 4601.71 | 4680.84 | 4643.76 | 4643.76 | 4578.75 | 4578.47 | 1520.91 | 0 | 0 | 0.42392 | 0 | 4578.05 | 950 | 4359.34 | 4337.5391
8754 | 1997-12-31 17:00 | 0 | 0 | 0 | 18.3 | 1.5 | 0.17
8755 | 1997-12-31 18:00 | 0 | 0 | 0 | 17.8 | 0 | 0.17
8756 | 1997-12-31 19:00 | 0 | 0 | 0 | 17.2 | 0 | 0.17
8757 | 1997-12-31 20:00 | 0 | 0 | 0 | 16.1 | 2.1 | 0.17
8758 | 1997-12-31 21:00 | 0 | 0 | 0 | 16.7 | 2.1 | 0.17
8759 | 1997-12-31 22:00 | 0 | 0 | 0 | 16.1 | 0 | 0.17
8760 | 1997-12-31 23:00 | 0 | 0 | 0 | 15 | 0 | 0.17

## Hourly Recalculated
timestamp | Month | ac_power | grid_power | grid_power % | ac_power_limited | grid_power_limited
1996-01-01 | 1 | 0 | 0 | 0% | 0 | 0
1996-01-01 01:00 | 1 | 0 | 0 | 0% | 0 | 0
1996-01-01 02:00 | 1 | 0 | 0 | 0% | 0 | 0
1996-01-01 03:00 | 1 | 0 | 0 | 0% | 0 | 0
1996-01-01 04:00 | 1 | 0 | 0 | 0% | 0 | 0
1996-01-01 05:00 | 1 | 0 | 0 | 0% | 0 | 0
1996-01-01 06:00 | 1 | 0 | 0 | 0% | 0 | 0
1996-01-01 07:00 | 1 | 11003.3 | 10948.3262 | 99.5% | 11003.3 | 10948.3262
1996-01-01 08:00 | 1 | 32047.9 | 31887.7051 | 99.5% | 32047.9 | 31887.7051
1996-01-01 09:00 | 1 | 58379.1 | 58087.1992 | 99.5% | 50000 | 49749.9955
1996-01-01 10:00 | 1 | 89128.2 | 88682.5234 | 99.5% | 50000 | 49749.98
1996-01-01 11:00 | 1 | 105696 | 105167.1172 | 99.5% | 50000 | 49749.8094
1996-01-01 12:00 | 1 | 72251 | 71889.7031 | 99.5% | 50000 | 49749.971
1996-01-01 13:00 | 1 | 95155.4 | 94679.6484 | 99.5% | 50000 | 49750.0134
1996-01-01 14:00 | 1 | 66003 | 65673 | 99.5% | 50000 | 49750.0114
1996-01-01 15:00 | 1 | 32605.3 | 32442.2773 | 99.5% | 32605.3 | 32442.2773
1996-01-01 16:00 | 1 | 4184.88 | 4163.957 | 99.5% | 4184.88 | 4163.957
1996-01-01 17:00 | 1 | 0 | 0 | 0% | 0 | 0
1996-01-01 18:00 | 1 | 0 | 0 | 0% | 0 | 0
1996-01-01 19:00 | 1 | 0 | 0 | 0% | 0 | 0
1996-01-01 20:00 | 1 | 0 | 0 | 0% | 0 | 0
1996-01-01 21:00 | 1 | 0 | 0 | 0% | 0 | 0
1996-01-01 22:00 | 1 | 0 | 0 | 0% | 0 | 0
1996-01-01 23:00 | 1 | 0 | 0 | 0% | 0 | 0
1996-01-02 | 1 | 0 | 0 | 0% | 0 | 0
1996-01-02 01:00 | 1 | 0 | 0 | 0% | 0 | 0
1996-01-02 02:00 | 1 | 0 | 0 | 0% | 0 | 0
1996-01-02 03:00 | 1 | 0 | 0 | 0% | 0 | 0
1996-01-02 04:00 | 1 | 0 | 0 | 0% | 0 | 0
1996-01-02 05:00 | 1 | 0 | 0 | 0% | 0 | 0
1996-01-02 06:00 | 1 | 0 | 0 | 0% | 0 | 0
1996-01-02 07:00 | 1 | 10291.3 | 10239.8311 | 99.5% | 10291.3 | 10239.8311
1996-01-02 08:00 | 1 | 42823.4 | 42609.3281 | 99.5% | 42823.4 | 42609.3281
1996-01-02 09:00 | 1 | 60971.1 | 60666.2656 | 99.5% | 50000 | 49750.0173
1996-01-02 10:00 | 1 | 88681.3 | 88237.8594 | 99.5% | 50000 | 49749.9808
1996-01-02 11:00 | 1 | 111556 | 110998.3906 | 99.5% | 50000 | 49750.0765
1996-01-02 12:00 | 1 | 114656 | 114082.375 | 99.5% | 50000 | 49749.8495
1996-01-02 13:00 | 1 | 96918.8 | 96434.1953 | 99.5% | 50000 | 49749.9945
1996-01-02 14:00 | 1 | 66622.8 | 66289.6797 | 99.5% | 50000 | 49749.9953
1996-01-02 15:00 | 1 | 29188.6 | 29042.6875 | 99.5% | 29188.6 | 29042.6875
1996-01-02 16:00 | 1 | 4528.74 | 4506.1011 | 99.5% | 4528.74 | 4506.1011
1996-01-02 17:00 | 1 | 0 | 0 | 0% | 0 | 0
1996-01-02 18:00 | 1 | 0 | 0 | 0% | 0 | 0
1996-01-02 19:00 | 1 | 0 | 0 | 0% | 0 | 0
1996-01-02 20:00 | 1 | 0 | 0 | 0% | 0 | 0
1996-01-02 21:00 | 1 | 0 | 0 | 0% | 0 | 0
1996-01-02 22:00 | 1 | 0 | 0 | 0% | 0 | 0
1996-01-02 23:00 | 1 | 0 | 0 | 0% | 0 | 0
1996-01-03 | 1 | 0 | 0 | 0% | 0 | 0
1996-01-03 01:00 | 1 | 0 | 0 | 0% | 0 | 0
1996-01-03 02:00 | 1 | 0 | 0 | 0% | 0 | 0
1996-01-03 03:00 | 1 | 0 | 0 | 0% | 0 | 0
1996-01-03 04:00 | 1 | 0 | 0 | 0% | 0 | 0
1996-01-03 05:00 | 1 | 0 | 0 | 0% | 0 | 0
1996-01-03 06:00 | 1 | 0 | 0 | 0% | 0 | 0
1996-01-03 07:00 | 1 | 11350.8 | 11294.0625 | 99.5% | 11350.8 | 11294.0625
1996-01-03 08:00 | 1 | 47616 | 47377.8867 | 99.5% | 47616 | 47377.8867
1996-01-03 09:00 | 1 | 67840.9 | 67501.6641 | 99.5% | 50000 | 49749.9768
1996-01-03 10:00 | 1 | 89048.1 | 88602.8125 | 99.5% | 50000 | 49749.9736
1996-01-03 11:00 | 1 | 116985 | 116400.3281 | 99.5% | 50000 | 49750.1082
1996-01-03 12:00 | 1 | 124082 | 123461.6484 | 99.5% | 50000 | 49750.0235
1996-01-03 13:00 | 1 | 105376 | 104849.4766 | 99.5% | 50000 | 49750.1692
1996-01-03 14:00 | 1 | 74108.7 | 73738.1328 | 99.5% | 50000 | 49749.984
1996-01-03 15:00 | 1 | 32451 | 32288.7871 | 99.5% | 32451 | 32288.7871
1996-01-03 16:00 | 1 | 5296.75 | 5270.269 | 99.5% | 5296.75 | 5270.269
1996-01-03 17:00 | 1 | 0 | 0 | 0% | 0 | 0
1996-01-03 18:00 | 1 | 0 | 0 | 0% | 0 | 0
1996-01-03 19:00 | 1 | 0 | 0 | 0% | 0 | 0
1996-01-03 20:00 | 1 | 0 | 0 | 0% | 0 | 0
1996-01-03 21:00 | 1 | 0 | 0 | 0% | 0 | 0
1996-01-03 22:00 | 1 | 0 | 0 | 0% | 0 | 0
1996-01-03 23:00 | 1 | 0 | 0 | 0% | 0 | 0
1996-01-04 | 1 | 0 | 0 | 0% | 0 | 0
1996-01-04 01:00 | 1 | 0 | 0 | 0% | 0 | 0
1996-01-04 02:00 | 1 | 0 | 0 | 0% | 0 | 0
1996-01-04 03:00 | 1 | 0 | 0 | 0% | 0 | 0
1996-01-04 04:00 | 1 | 0 | 0 | 0% | 0 | 0
1996-01-04 05:00 | 1 | 0 | 0 | 0% | 0 | 0
1996-01-04 06:00 | 1 | 0 | 0 | 0% | 0 | 0
1996-01-04 07:00 | 1 | 7892.65 | 7853.1865 | 99.5% | 7892.65 | 7853.1865
1996-01-04 08:00 | 1 | 34319.9 | 34148.3281 | 99.5% | 34319.9 | 34148.3281
1996-01-04 09:00 | 1 | 46682 | 46448.6094 | 99.5% | 46682 | 46448.6094
1996-01-04 10:00 | 1 | 76486 | 76103.5391 | 99.5% | 50000 | 49749.9798
1996-01-04 11:00 | 1 | 82194.2 | 81783.2422 | 99.5% | 50000 | 49750.008
1996-01-04 12:00 | 1 | 114168 | 113597.5156 | 99.5% | 50000 | 49750.1557
1996-01-04 13:00 | 1 | 89015.6 | 88570.5312 | 99.5% | 50000 | 49750.0052
1996-01-04 14:00 | 1 | 64946.5 | 64621.8008 | 99.5% | 50000 | 49750.0256
1996-01-04 15:00 | 1 | 22618.2 | 22505.0723 | 99.5% | 22618.2 | 22505.0723
1996-01-04 16:00 | 1 | 4777.77 | 4753.8833 | 99.5% | 4777.77 | 4753.8833
1996-01-04 17:00 | 1 | 0 | 0 | 0% | 0 | 0
1996-01-04 18:00 | 1 | 0 | 0 | 0% | 0 | 0
1996-01-04 19:00 | 1 | 0 | 0 | 0% | 0 | 0
1996-01-04 20:00 | 1 | 0 | 0 | 0% | 0 | 0
1996-01-04 21:00 | 1 | 0 | 0 | 0% | 0 | 0
1996-01-04 22:00 | 1 | 0 | 0 | 0% | 0 | 0
1996-01-04 23:00 | 1 | 0 | 0 | 0% | 0 | 0
1996-01-05 | 1 | 0 | 0 | 0% | 0 | 0
1996-01-05 01:00 | 1 | 0 | 0 | 0% | 0 | 0
1996-01-05 02:00 | 1 | 0 | 0 | 0% | 0 | 0
1996-01-05 03:00 | 1 | 0 | 0 | 0% | 0 | 0
1996-01-05 04:00 | 1 | 0 | 0 | 0% | 0 | 0
1996-01-05 05:00 | 1 | 0 | 0 | 0% | 0 | 0
1996-01-05 06:00 | 1 | 0 | 0 | 0% | 0 | 0
1996-01-05 07:00 | 1 | 3907.85 | 3888.3145 | 99.5% | 3907.85 | 3888.3145
1996-01-05 08:00 | 1 | 26431.2 | 26299.0156 | 99.5% | 26431.2 | 26299.0156
1996-01-05 09:00 | 1 | 24416 | 24293.9121 | 99.5% | 24416 | 24293.9121
1996-01-05 10:00 | 1 | 60747.5 | 60443.793 | 99.5% | 50000 | 49750.0251
1996-01-05 11:00 | 1 | 83828.5 | 83409.3281 | 99.5% | 50000 | 49749.9825
1996-01-05 12:00 | 1 | 99114.5 | 98618.9062 | 99.5% | 50000 | 49749.9893
1996-01-05 13:00 | 1 | 98762.9 | 98269.0625 | 99.5% | 50000 | 49749.9884
1996-01-05 14:00 | 1 | 57895.7 | 57606.2031 | 99.5% | 50000 | 49749.9841
1996-01-05 15:00 | 1 | 30715.3 | 30561.7207 | 99.5% | 30715.3 | 30561.7207
1996-01-05 16:00 | 1 | 8198.79 | 8157.7939 | 99.5% | 8198.79 | 8157.7939
1996-01-05 17:00 | 1 | 0 | 0 | 0% | 0 | 0
1996-01-05 18:00 | 1 | 0 | 0 | 0% | 0 | 0
1996-01-05 19:00 | 1 | 0 | 0 | 0% | 0 | 0
1996-01-05 20:00 | 1 | 0 | 0 | 0% | 0 | 0
1996-01-05 21:00 | 1 | 0 | 0 | 0% | 0 | 0
1996-01-05 22:00 | 1 | 0 | 0 | 0% | 0 | 0
1996-01-05 23:00 | 1 | 0 | 0 | 0% | 0 | 0
1996-01-06 | 1 | 0 | 0 | 0% | 0 | 0
1996-01-06 01:00 | 1 | 0 | 0 | 0% | 0 | 0
1996-01-06 02:00 | 1 | 0 | 0 | 0% | 0 | 0
1996-01-06 03:00 | 1 | 0 | 0 | 0% | 0 | 0
1996-01-06 04:00 | 1 | 0 | 0 | 0% | 0 | 0
1996-01-06 05:00 | 1 | 0 | 0 | 0% | 0 | 0
1996-01-06 06:00 | 1 | 0 | 0 | 0% | 0 | 0
1996-01-06 07:00 | 1 | 11438.5 | 11381.3545 | 99.5% | 11438.5 | 11381.3545
1996-01-06 08:00 | 1 | 47681.7 | 47443.3164 | 99.5% | 47681.7 | 47443.3164
1996-01-06 09:00 | 1 | 69565.4 | 69217.5938 | 99.5% | 50000 | 49750.0149
1996-01-06 10:00 | 1 | 88885.8 | 88441.3203 | 99.5% | 50000 | 49749.9715
1996-01-06 11:00 | 1 | 118386 | 117793.8906 | 99.5% | 50000 | 49749.9242
1996-01-06 12:00 | 1 | 115948 | 115368.4688 | 99.5% | 50000 | 49750.09
1996-01-06 13:00 | 1 | 89787.6 | 89338.6406 | 99.5% | 50000 | 49749.9881
1996-01-06 14:00 | 1 | 69425.5 | 69078.3281 | 99.5% | 50000 | 49749.968
1996-01-06 15:00 | 1 | 28465 | 28322.6445 | 99.5% | 28465 | 28322.6445
1996-01-06 16:00 | 1 | 10045.1 | 9994.915 | 99.5% | 10045.1 | 9994.915
1996-01-06 17:00 | 1 | 0 | 0 | 0% | 0 | 0
1996-01-06 18:00 | 1 | 0 | 0 | 0% | 0 | 0
1996-01-06 19:00 | 1 | 0 | 0 | 0% | 0 | 0
1996-01-06 20:00 | 1 | 0 | 0 | 0% | 0 | 0
1996-01-06 21:00 | 1 | 0 | 0 | 0% | 0 | 0
1996-01-06 22:00 | 1 | 0 | 0 | 0% | 0 | 0
1996-01-06 23:00 | 1 | 0 | 0 | 0% | 0 | 0
1996-01-07 | 1 | 0 | 0 | 0% | 0 | 0
1996-01-07 01:00 | 1 | 0 | 0 | 0% | 0 | 0
1996-01-07 02:00 | 1 | 0 | 0 | 0% | 0 | 0
1996-01-07 03:00 | 1 | 0 | 0 | 0% | 0 | 0
1996-01-07 04:00 | 1 | 0 | 0 | 0% | 0 | 0
1996-01-07 05:00 | 1 | 0 | 0 | 0% | 0 | 0
1996-01-07 06:00 | 1 | 0 | 0 | 0% | 0 | 0
1996-01-07 07:00 | 1 | 11475 | 11417.6133 | 99.5% | 11475 | 11417.6133
1996-01-07 08:00 | 1 | 47734 | 47495.3242 | 99.5% | 47734 | 47495.3242
1996-01-07 09:00 | 1 | 69052.3 | 68707.0703 | 99.5% | 50000 | 49750.023
1996-01-07 10:00 | 1 | 86846.1 | 86411.8594 | 99.5% | 50000 | 49749.9942
1996-01-07 11:00 | 1 | 115046 | 114471.1328 | 99.5% | 50000 | 49750.1577
1996-01-07 12:00 | 1 | 123805 | 123186.2266 | 99.5% | 50000 | 49750.1016
1996-01-07 13:00 | 1 | 106614 | 106081.1641 | 99.5% | 50000 | 49750.1098
1996-01-07 14:00 | 1 | 75536.2 | 75158.5 | 99.5% | 50000 | 49749.9874
1996-01-07 15:00 | 1 | 33772.3 | 33603.4492 | 99.5% | 33772.3 | 33603.4492
1996-01-07 16:00 | 1 | 6522.57 | 6489.9526 | 99.5% | 6522.57 | 6489.9526
1996-01-07 17:00 | 1 | 0 | 0 | 0% | 0 | 0
1996-01-07 18:00 | 1 | 0 | 0 | 0% | 0 | 0
1996-01-07 19:00 | 1 | 0 | 0 | 0% | 0 | 0
1996-01-07 20:00 | 1 | 0 | 0 | 0% | 0 | 0
1996-01-07 21:00 | 1 | 0 | 0 | 0% | 0 | 0
1996-01-07 22:00 | 1 | 0 | 0 | 0% | 0 | 0
1996-01-07 23:00 | 1 | 0 | 0 | 0% | 0 | 0
1996-01-08 | 1 | 0 | 0 | 0% | 0 | 0
1996-01-08 01:00 | 1 | 0 | 0 | 0% | 0 | 0
1996-01-08 02:00 | 1 | 0 | 0 | 0% | 0 | 0
1996-01-08 03:00 | 1 | 0 | 0 | 0% | 0 | 0
1996-01-08 04:00 | 1 | 0 | 0 | 0% | 0 | 0
1996-01-08 05:00 | 1 | 0 | 0 | 0% | 0 | 0
1996-01-08 06:00 | 1 | 0 | 0 | 0% | 0 | 0
1996-01-08 07:00 | 1 | 11174.9 | 11119.0283 | 99.5% | 11174.9 | 11119.0283
1996-01-08 08:00 | 1 | 45795.5 | 45566.5469 | 99.5% | 45795.5 | 45566.5469
1996-01-08 09:00 | 1 | 61188.4 | 60882.4102 | 99.5% | 50000 | 49749.9609
1996-01-08 10:00 | 1 | 85903.9 | 85474.375 | 99.5% | 50000 | 49749.9968
1996-01-08 11:00 | 1 | 105249 | 104722.9375 | 99.5% | 50000 | 49750.0867
1996-01-08 12:00 | 1 | 121255 | 120648.7109 | 99.5% | 50000 | 49749.9942
1996-01-08 13:00 | 1 | 109256 | 108710.125 | 99.5% | 50000 | 49750.1853
1996-01-08 14:00 | 1 | 70022.3 | 69672.1641 | 99.5% | 50000 | 49749.9826
1996-01-08 15:00 | 1 | 34493.1 | 34320.6719 | 99.5% | 34493.1 | 34320.6719
1996-01-08 16:00 | 1 | 7356.22 | 7319.438 | 99.5% | 7356.22 | 7319.438
1996-01-08 17:00 | 1 | 0 | 0 | 0% | 0 | 0
1996-01-08 18:00 | 1 | 0 | 0 | 0% | 0 | 0
1996-01-08 19:00 | 1 | 0 | 0 | 0% | 0 | 0
1996-01-08 20:00 | 1 | 0 | 0 | 0% | 0 | 0
1996-01-08 21:00 | 1 | 0 | 0 | 0% | 0 | 0
1996-01-08 22:00 | 1 | 0 | 0 | 0% | 0 | 0
1996-01-08 23:00 | 1 | 0 | 0 | 0% | 0 | 0
1996-01-09 | 1 | 0 | 0 | 0% | 0 | 0
1996-01-09 01:00 | 1 | 0 | 0 | 0% | 0 | 0
1996-01-09 02:00 | 1 | 0 | 0 | 0% | 0 | 0
1996-01-09 03:00 | 1 | 0 | 0 | 0% | 0 | 0
1996-01-09 04:00 | 1 | 0 | 0 | 0% | 0 | 0
1996-01-09 05:00 | 1 | 0 | 0 | 0% | 0 | 0
1996-01-09 06:00 | 1 | 0 | 0 | 0% | 0 | 0
1996-01-09 07:00 | 1 | 11753.8 | 11695.0234 | 99.5% | 11753.8 | 11695.0234
1996-01-09 08:00 | 1 | 49706 | 49457.4258 | 99.5% | 49706 | 49457.4258
1996-01-09 09:00 | 1 | 72808.7 | 72444.6875 | 99.5% | 50000 | 49750.0213
1996-01-09 10:00 | 1 | 87632.4 | 87194.2812 | 99.5% | 50000 | 49750.0247
1996-01-09 11:00 | 1 | 114492 | 113919.8516 | 99.5% | 50000 | 49750.1361
1996-01-09 12:00 | 1 | 113109 | 112543.8359 | 99.5% | 50000 | 49750.1684
1996-01-09 13:00 | 1 | 93076.9 | 92611.4688 | 99.5% | 50000 | 49749.9749
1996-01-09 14:00 | 1 | 67471.8 | 67134.4219 | 99.5% | 50000 | 49749.9858
1996-01-09 15:00 | 1 | 28979.2 | 28834.2656 | 99.5% | 28979.2 | 28834.2656
1996-01-09 16:00 | 1 | 8124.48 | 8083.8608 | 99.5% | 8124.48 | 8083.8608
1996-01-09 17:00 | 1 | 0 | 0 | 0% | 0 | 0
1996-01-09 18:00 | 1 | 0 | 0 | 0% | 0 | 0
1996-01-09 19:00 | 1 | 0 | 0 | 0% | 0 | 0
1996-01-09 20:00 | 1 | 0 | 0 | 0% | 0 | 0
1996-01-09 21:00 | 1 | 0 | 0 | 0% | 0 | 0
1996-01-09 22:00 | 1 | 0 | 0 | 0% | 0 | 0
1996-01-09 23:00 | 1 | 0 | 0 | 0% | 0 | 0
1996-01-10 | 1 | 0 | 0 | 0% | 0 | 0
1996-01-10 01:00 | 1 | 0 | 0 | 0% | 0 | 0
1996-01-10 02:00 | 1 | 0 | 0 | 0% | 0 | 0
1996-01-10 03:00 | 1 | 0 | 0 | 0% | 0 | 0
1996-01-10 04:00 | 1 | 0 | 0 | 0% | 0 | 0
1996-01-10 05:00 | 1 | 0 | 0 | 0% | 0 | 0
1996-01-10 06:00 | 1 | 0 | 0 | 0% | 0 | 0
1996-01-10 07:00 | 1 | 6670.95 | 6637.5918 | 99.5% | 6670.95 | 6637.5918
1996-01-10 08:00 | 1 | 8413.33 | 8371.2666 | 99.5% | 8413.33 | 8371.2666
1996-01-10 09:00 | 1 | 67175.5 | 66839.6641 | 99.5% | 50000 | 49750.0309
1996-01-10 10:00 | 1 | 90698.2 | 90244.7031 | 99.5% | 50000 | 49749.9968
1996-01-10 11:00 | 1 | 117954 | 117363.7812 | 99.5% | 50000 | 49749.8098
1996-01-10 12:00 | 1 | 124901 | 124276.3672 | 99.5% | 50000 | 49749.9488
1996-01-10 13:00 | 1 | 107683 | 107144.8125 | 99.5% | 50000 | 49750.1056
1996-01-10 14:00 | 1 | 76085.7 | 75705.2656 | 99.5% | 50000 | 49749.9961
1996-01-10 15:00 | 1 | 34698.8 | 34525.2969 | 99.5% | 34698.8 | 34525.2969
1996-01-10 16:00 | 1 | 7612 | 7573.9404 | 99.5% | 7612 | 7573.9404
1996-01-10 17:00 | 1 | 0 | 0 | 0% | 0 | 0
1996-01-10 18:00 | 1 | 0 | 0 | 0% | 0 | 0
1996-01-10 19:00 | 1 | 0 | 0 | 0% | 0 | 0
1996-01-10 20:00 | 1 | 0 | 0 | 0% | 0 | 0
1996-01-10 21:00 | 1 | 0 | 0 | 0% | 0 | 0
1996-01-10 22:00 | 1 | 0 | 0 | 0% | 0 | 0
1996-01-10 23:00 | 1 | 0 | 0 | 0% | 0 | 0
1996-01-11 | 1 | 0 | 0 | 0% | 0 | 0
1996-01-11 01:00 | 1 | 0 | 0 | 0% | 0 | 0
1996-01-11 02:00 | 1 | 0 | 0 | 0% | 0 | 0
1996-01-11 03:00 | 1 | 0 | 0 | 0% | 0 | 0
1996-01-11 04:00 | 1 | 0 | 0 | 0% | 0 | 0
1996-01-11 05:00 | 1 | 0 | 0 | 0% | 0 | 0
1996-01-11 06:00 | 1 | 0 | 0 | 0% | 0 | 0
1996-01-11 07:00 | 1 | 11568 | 11510.1602 | 99.5% | 11568 | 11510.1602
1996-01-11 08:00 | 1 | 48772.4 | 48528.543 | 99.5% | 48772.4 | 48528.543
1996-01-11 09:00 | 1 | 71407.7 | 71050.6172 | 99.5% | 50000 | 49749.969
1996-01-11 10:00 | 1 | 88252.8 | 87811.5 | 99.5% | 50000 | 49749.9796
1996-01-11 11:00 | 1 | 115052 | 114477.1094 | 99.5% | 50000 | 49750.1605
1996-01-11 12:00 | 1 | 122406 | 121794.0078 | 99.5% | 50000 | 49750.0154
1996-01-11 13:00 | 1 | 107231 | 106694.7031 | 99.5% | 50000 | 49749.9338
1996-01-11 14:00 | 1 | 77618 | 77229.9141 | 99.5% | 50000 | 49750.0026
1996-01-11 15:00 | 1 | 35413.5 | 35236.4648 | 99.5% | 35413.5 | 35236.4648
1996-01-11 16:00 | 1 | 8413.95 | 8371.8779 | 99.5% | 8413.95 | 8371.8779
1996-01-11 17:00 | 1 | 0 | 0 | 0% | 0 | 0
1996-01-11 18:00 | 1 | 0 | 0 | 0% | 0 | 0
1996-01-11 19:00 | 1 | 0 | 0 | 0% | 0 | 0
1996-01-11 20:00 | 1 | 0 | 0 | 0% | 0 | 0
1996-01-11 21:00 | 1 | 0 | 0 | 0% | 0 | 0
1996-01-11 22:00 | 1 | 0 | 0 | 0% | 0 | 0
1996-01-11 23:00 | 1 | 0 | 0 | 0% | 0 | 0
1996-01-12 | 1 | 0 | 0 | 0% | 0 | 0
1996-01-12 01:00 | 1 | 0 | 0 | 0% | 0 | 0
1996-01-12 02:00 | 1 | 0 | 0 | 0% | 0 | 0
1996-01-12 03:00 | 1 | 0 | 0 | 0% | 0 | 0
1996-01-12 04:00 | 1 | 0 | 0 | 0% | 0 | 0
1996-01-12 05:00 | 1 | 0 | 0 | 0% | 0 | 0
1996-01-12 06:00 | 1 | 0 | 0 | 0% | 0 | 0
1996-01-12 07:00 | 1 | 11666.8 | 11608.4287 | 99.5% | 11666.8 | 11608.4287
1996-01-12 08:00 | 1 | 48792.1 | 48548.168 | 99.5% | 48792.1 | 48548.168
1996-01-12 09:00 | 1 | 72185.9 | 71825.0156 | 99.5% | 50000 | 49750.0313
1996-01-12 10:00 | 1 | 87959.9 | 87520.1406 | 99.5% | 50000 | 49750.0228
1996-01-12 11:00 | 1 | 116051 | 115470.4688 | 99.5% | 50000 | 49749.881
1996-01-12 12:00 | 1 | 124442 | 123820.1641 | 99.5% | 50000 | 49750.1503
1996-01-12 13:00 | 1 | 109055 | 108510.1094 | 99.5% | 50000 | 49750.1762
1996-01-12 14:00 | 1 | 79260.2 | 78863.8906 | 99.5% | 50000 | 49749.9947
1996-01-12 15:00 | 1 | 33241.6 | 33075.3477 | 99.5% | 33241.6 | 33075.3477
1996-01-12 16:00 | 1 | 9019.84 | 8974.7383 | 99.5% | 9019.84 | 8974.7383
1996-01-12 17:00 | 1 | 0 | 0 | 0% | 0 | 0
1996-01-12 18:00 | 1 | 0 | 0 | 0% | 0 | 0
1996-01-12 19:00 | 1 | 0 | 0 | 0% | 0 | 0
1996-01-12 20:00 | 1 | 0 | 0 | 0% | 0 | 0
1996-01-12 21:00 | 1 | 0 | 0 | 0% | 0 | 0
1996-01-12 22:00 | 1 | 0 | 0 | 0% | 0 | 0
1996-01-12 23:00 | 1 | 0 | 0 | 0% | 0 | 0
1996-01-13 | 1 | 0 | 0 | 0% | 0 | 0
1996-01-13 01:00 | 1 | 0 | 0 | 0% | 0 | 0
1996-01-13 02:00 | 1 | 0 | 0 | 0% | 0 | 0
1996-01-13 03:00 | 1 | 0 | 0 | 0% | 0 | 0
1996-01-13 04:00 | 1 | 0 | 0 | 0% | 0 | 0
1996-01-13 05:00 | 1 | 0 | 0 | 0% | 0 | 0
1996-01-13 06:00 | 1 | 0 | 0 | 0% | 0 | 0
1996-01-13 07:00 | 1 | 11753.9 | 11695.1152 | 99.5% | 11753.9 | 11695.1152
1996-01-13 08:00 | 1 | 47733.4 | 47494.7227 | 99.5% | 47733.4 | 47494.7227
1996-01-13 09:00 | 1 | 71561.9 | 71204.0703 | 99.5% | 50000 | 49749.9859
1996-01-13 10:00 | 1 | 90026.3 | 89576.2109 | 99.5% | 50000 | 49750.0236
1996-01-13 11:00 | 1 | 119101 | 118505.0547 | 99.5% | 50000 | 49749.8152
1996-01-13 12:00 | 1 | 126480 | 125847.875 | 99.5% | 50000 | 49750.1087
1996-01-13 13:00 | 1 | 111039 | 110483.3906 | 99.5% | 50000 | 49749.8134
1996-01-13 14:00 | 1 | 80316.7 | 79915.0938 | 99.5% | 50000 | 49749.9858
1996-01-13 15:00 | 1 | 37230.8 | 37044.6328 | 99.5% | 37230.8 | 37044.6328
1996-01-13 16:00 | 1 | 6983.82 | 6948.8979 | 99.5% | 6983.82 | 6948.8979
1996-01-13 17:00 | 1 | 0 | 0 | 0% | 0 | 0
1996-01-13 18:00 | 1 | 0 | 0 | 0% | 0 | 0
1996-01-13 19:00 | 1 | 0 | 0 | 0% | 0 | 0
1996-01-13 20:00 | 1 | 0 | 0 | 0% | 0 | 0
1996-01-13 21:00 | 1 | 0 | 0 | 0% | 0 | 0
1996-01-13 22:00 | 1 | 0 | 0 | 0% | 0 | 0
1996-01-13 23:00 | 1 | 0 | 0 | 0% | 0 | 0
1996-01-14 | 1 | 0 | 0 | 0% | 0 | 0
1996-01-14 01:00 | 1 | 0 | 0 | 0% | 0 | 0
1996-01-14 02:00 | 1 | 0 | 0 | 0% | 0 | 0
1996-01-14 03:00 | 1 | 0 | 0 | 0% | 0 | 0
1996-01-14 04:00 | 1 | 0 | 0 | 0% | 0 | 0
1996-01-14 05:00 | 1 | 0 | 0 | 0% | 0 | 0
1996-01-14 06:00 | 1 | 0 | 0 | 0% | 0 | 0
1996-01-14 07:00 | 1 | 11042 | 10986.7891 | 99.5% | 11042 | 10986.7891
1996-01-14 08:00 | 1 | 47595.3 | 47357.2969 | 99.5% | 47595.3 | 47357.2969
1996-01-14 09:00 | 1 | 69024.3 | 68679.1484 | 99.5% | 50000 | 49749.9782
1996-01-14 10:00 | 1 | 73677.9 | 73309.4609 | 99.5% | 50000 | 49749.9664
1996-01-14 11:00 | 1 | 111801 | 111242.0312 | 99.5% | 50000 | 49750.0162
1996-01-14 12:00 | 1 | 121689 | 121080.125 | 99.5% | 50000 | 49749.8233
1996-01-14 13:00 | 1 | 90362.1 | 89910.2812 | 99.5% | 50000 | 49749.9954
1996-01-14 14:00 | 1 | 61684.4 | 61375.9883 | 99.5% | 50000 | 49750.0083
1996-01-14 15:00 | 1 | 30605.5 | 30452.498 | 99.5% | 30605.5 | 30452.498
1996-01-14 16:00 | 1 | 8056.14 | 8015.8618 | 99.5% | 8056.14 | 8015.8618
1996-01-14 17:00 | 1 | 0 | 0 | 0% | 0 | 0
1996-01-14 18:00 | 1 | 0 | 0 | 0% | 0 | 0
1996-01-14 19:00 | 1 | 0 | 0 | 0% | 0 | 0
1996-01-14 20:00 | 1 | 0 | 0 | 0% | 0 | 0
1996-01-14 21:00 | 1 | 0 | 0 | 0% | 0 | 0
1996-01-14 22:00 | 1 | 0 | 0 | 0% | 0 | 0
1996-01-14 23:00 | 1 | 0 | 0 | 0% | 0 | 0
1996-01-15 | 1 | 0 | 0 | 0% | 0 | 0
1996-01-15 01:00 | 1 | 0 | 0 | 0% | 0 | 0
1996-01-15 02:00 | 1 | 0 | 0 | 0% | 0 | 0
1996-01-15 03:00 | 1 | 0 | 0 | 0% | 0 | 0
1996-01-15 04:00 | 1 | 0 | 0 | 0% | 0 | 0
1996-01-15 05:00 | 1 | 0 | 0 | 0% | 0 | 0
1996-01-15 06:00 | 1 | 0 | 0 | 0% | 0 | 0
1996-01-15 07:00 | 1 | 6087.09 | 6056.6519 | 99.5% | 6087.09 | 6056.6519
1996-01-15 08:00 | 1 | 37763.3 | 37574.5 | 99.5% | 37763.3 | 37574.5
1996-01-15 09:00 | 1 | 61136.2 | 60830.5273 | 99.5% | 50000 | 49750.0068
1996-01-15 10:00 | 1 | 85829.4 | 85400.2969 | 99.5% | 50000 | 49750.0256
1996-01-15 11:00 | 1 | 80720.7 | 80317.1172 | 99.5% | 50000 | 49750.0128
1996-01-15 12:00 | 1 | 55414.3 | 55137.2578 | 99.5% | 50000 | 49750.0264
1996-01-15 13:00 | 1 | 77129.2 | 76743.5234 | 99.5% | 50000 | 49749.9802
1996-01-15 14:00 | 1 | 70363.5 | 70011.6953 | 99.5% | 50000 | 49750.0091
1996-01-15 15:00 | 1 | 25680.3 | 25551.877 | 99.5% | 25680.3 | 25551.877
1996-01-15 16:00 | 1 | 5139.15 | 5113.459 | 99.5% | 5139.15 | 5113.459
1996-01-15 17:00 | 1 | 0 | 0 | 0% | 0 | 0
1996-01-15 18:00 | 1 | 0 | 0 | 0% | 0 | 0
1996-01-15 19:00 | 1 | 0 | 0 | 0% | 0 | 0
1996-01-15 20:00 | 1 | 0 | 0 | 0% | 0 | 0
1996-01-15 21:00 | 1 | 0 | 0 | 0% | 0 | 0
1996-01-15 22:00 | 1 | 0 | 0 | 0% | 0 | 0
1996-01-15 23:00 | 1 | 0 | 0 | 0% | 0 | 0
1996-01-16 | 1 | 0 | 0 | 0% | 0 | 0
1996-01-16 01:00 | 1 | 0 | 0 | 0% | 0 | 0
1996-01-16 02:00 | 1 | 0 | 0 | 0% | 0 | 0
1996-01-16 03:00 | 1 | 0 | 0 | 0% | 0 | 0
1996-01-16 04:00 | 1 | 0 | 0 | 0% | 0 | 0
1996-01-16 05:00 | 1 | 0 | 0 | 0% | 0 | 0
1996-01-16 06:00 | 1 | 0 | 0 | 0% | 0 | 0
1996-01-16 07:00 | 1 | 4501.75 | 4479.2397 | 99.5% | 4501.75 | 4479.2397
1996-01-16 08:00 | 1 | 15514.6 | 15437.0234 | 99.5% | 15514.6 | 15437.0234
1996-01-16 09:00 | 1 | 25618.1 | 25490.0059 | 99.5% | 25618.1 | 25490.0059
1996-01-16 10:00 | 1 | 90586.4 | 90133.5078 | 99.5% | 50000 | 49750.022
1996-01-16 11:00 | 1 | 112789 | 112224.8828 | 99.5% | 50000 | 49749.9237
1996-01-16 12:00 | 1 | 110325 | 109773.2891 | 99.5% | 50000 | 49749.9611
1996-01-16 13:00 | 1 | 79536.4 | 79138.7578 | 99.5% | 50000 | 49750.025
1996-01-16 14:00 | 1 | 66347.5 | 66015.7344 | 99.5% | 50000 | 49749.9788
1996-01-16 15:00 | 1 | 15055.6 | 14980.333 | 99.5% | 15055.6 | 14980.333
1996-01-16 16:00 | 1 | 3866.32 | 3846.9919 | 99.5% | 3866.32 | 3846.9919
1996-01-16 17:00 | 1 | 0 | 0 | 0% | 0 | 0
1996-01-16 18:00 | 1 | 0 | 0 | 0% | 0 | 0
1996-01-16 19:00 | 1 | 0 | 0 | 0% | 0 | 0
1996-01-16 20:00 | 1 | 0 | 0 | 0% | 0 | 0
1996-01-16 21:00 | 1 | 0 | 0 | 0% | 0 | 0
1996-01-16 22:00 | 1 | 0 | 0 | 0% | 0 | 0
1996-01-16 23:00 | 1 | 0 | 0 | 0% | 0 | 0
1996-01-17 | 1 | 0 | 0 | 0% | 0 | 0
1996-01-17 01:00 | 1 | 0 | 0 | 0% | 0 | 0
1996-01-17 02:00 | 1 | 0 | 0 | 0% | 0 | 0
1996-01-17 03:00 | 1 | 0 | 0 | 0% | 0 | 0
1996-01-17 04:00 | 1 | 0 | 0 | 0% | 0 | 0
1996-01-17 05:00 | 1 | 0 | 0 | 0% | 0 | 0
1996-01-17 06:00 | 1 | 0 | 0 | 0% | 0 | 0
1996-01-17 07:00 | 1 | 10378.6 | 10326.7422 | 99.5% | 10378.6 | 10326.7422
1996-01-17 08:00 | 1 | 23777.7 | 23658.8203 | 99.5% | 23777.7 | 23658.8203
1996-01-17 09:00 | 1 | 62982.3 | 62667.3867 | 99.5% | 50000 | 49749.9986
1996-01-17 10:00 | 1 | 98999.4 | 98504.4141 | 99.5% | 50000 | 49750.0056
1996-01-17 11:00 | 1 | 63203.5 | 62887.4492 | 99.5% | 50000 | 49749.9737
1996-01-17 12:00 | 1 | 106949 | 106413.7812 | 99.5% | 50000 | 49749.7785
1996-01-17 13:00 | 1 | 102690 | 102176.6797 | 99.5% | 50000 | 49750.0631
1996-01-17 14:00 | 1 | 62181 | 61870.1016 | 99.5% | 50000 | 49750.0053
1996-01-17 15:00 | 1 | 34651.4 | 34478.1289 | 99.5% | 34651.4 | 34478.1289
1996-01-17 16:00 | 1 | 9626.14 | 9578.0098 | 99.5% | 9626.14 | 9578.0098
1996-01-17 17:00 | 1 | 0 | 0 | 0% | 0 | 0
1996-01-17 18:00 | 1 | 0 | 0 | 0% | 0 | 0
1996-01-17 19:00 | 1 | 0 | 0 | 0% | 0 | 0
1996-01-17 20:00 | 1 | 0 | 0 | 0% | 0 | 0
1996-01-17 21:00 | 1 | 0 | 0 | 0% | 0 | 0
1996-01-17 22:00 | 1 | 0 | 0 | 0% | 0 | 0
1996-01-17 23:00 | 1 | 0 | 0 | 0% | 0 | 0
1996-01-18 | 1 | 0 | 0 | 0% | 0 | 0
1996-01-18 01:00 | 1 | 0 | 0 | 0% | 0 | 0
1996-01-18 02:00 | 1 | 0 | 0 | 0% | 0 | 0
1996-01-18 03:00 | 1 | 0 | 0 | 0% | 0 | 0
1996-01-18 04:00 | 1 | 0 | 0 | 0% | 0 | 0
1996-01-18 05:00 | 1 | 0 | 0 | 0% | 0 | 0
1996-01-18 06:00 | 1 | 0 | 0 | 0% | 0 | 0
1996-01-18 07:00 | 1 | 10814.9 | 10760.8086 | 99.5% | 10814.9 | 10760.8086
1996-01-18 08:00 | 1 | 49696.4 | 49447.9102 | 99.5% | 49696.4 | 49447.9102
1996-01-18 09:00 | 1 | 71812.9 | 71453.8281 | 99.5% | 50000 | 49749.9949
1996-01-18 10:00 | 1 | 91938.6 | 91478.8984 | 99.5% | 50000 | 49749.9953
1996-01-18 11:00 | 1 | 120595 | 119991.7422 | 99.5% | 50000 | 49749.8827
1996-01-18 12:00 | 1 | 130108 | 129457.2109 | 99.5% | 50000 | 49749.9043
1996-01-18 13:00 | 1 | 115326 | 114749.5469 | 99.5% | 50000 | 49750.0767
1996-01-18 14:00 | 1 | 82236.5 | 81825.3359 | 99.5% | 50000 | 49750.0112
1996-01-18 15:00 | 1 | 39437.8 | 39240.5703 | 99.5% | 39437.8 | 39240.5703
1996-01-18 16:00 | 1 | 10997 | 10942.0088 | 99.5% | 10997 | 10942.0088
1996-01-18 17:00 | 1 | 0 | 0 | 0% | 0 | 0
1996-01-18 18:00 | 1 | 0 | 0 | 0% | 0 | 0
1996-01-18 19:00 | 1 | 0 | 0 | 0% | 0 | 0
1996-01-18 20:00 | 1 | 0 | 0 | 0% | 0 | 0
1996-01-18 21:00 | 1 | 0 | 0 | 0% | 0 | 0
1996-01-18 22:00 | 1 | 0 | 0 | 0% | 0 | 0
1996-01-18 23:00 | 1 | 0 | 0 | 0% | 0 | 0
1996-01-19 | 1 | 0 | 0 | 0% | 0 | 0
1996-01-19 01:00 | 1 | 0 | 0 | 0% | 0 | 0
1996-01-19 02:00 | 1 | 0 | 0 | 0% | 0 | 0
1996-01-19 03:00 | 1 | 0 | 0 | 0% | 0 | 0
1996-01-19 04:00 | 1 | 0 | 0 | 0% | 0 | 0
1996-01-19 05:00 | 1 | 0 | 0 | 0% | 0 | 0
1996-01-19 06:00 | 1 | 0 | 0 | 0% | 0 | 0
1996-01-19 07:00 | 1 | 3716.8 | 3698.2139 | 99.5% | 3716.8 | 3698.2139
1996-01-19 08:00 | 1 | 13726.3 | 13657.6807 | 99.5% | 13726.3 | 13657.6807
1996-01-19 09:00 | 1 | 24222.6 | 24101.5117 | 99.5% | 24222.6 | 24101.5117
1996-01-19 10:00 | 1 | 26214.1 | 26083.0469 | 99.5% | 26214.1 | 26083.0469
1996-01-19 11:00 | 1 | 85967.6 | 85537.7891 | 99.5% | 50000 | 49750.0157
1996-01-19 12:00 | 1 | 83426 | 83008.8906 | 99.5% | 50000 | 49750.0124
1996-01-19 13:00 | 1 | 73220.5 | 72854.3984 | 99.5% | 50000 | 49750.0006
1996-01-19 14:00 | 1 | 80331.8 | 79930.1406 | 99.5% | 50000 | 49749.9998
1996-01-19 15:00 | 1 | 38278.7 | 38087.2578 | 99.5% | 38278.7 | 38087.2578
1996-01-19 16:00 | 1 | 9721.08 | 9672.4795 | 99.5% | 9721.08 | 9672.4795
1996-01-19 17:00 | 1 | 0 | 0 | 0% | 0 | 0
1996-01-19 18:00 | 1 | 0 | 0 | 0% | 0 | 0
1996-01-19 19:00 | 1 | 0 | 0 | 0% | 0 | 0
1996-01-19 20:00 | 1 | 0 | 0 | 0% | 0 | 0
1996-01-19 21:00 | 1 | 0 | 0 | 0% | 0 | 0
1996-01-19 22:00 | 1 | 0 | 0 | 0% | 0 | 0
1996-01-19 23:00 | 1 | 0 | 0 | 0% | 0 | 0
1996-01-20 | 1 | 0 | 0 | 0% | 0 | 0
1996-01-20 01:00 | 1 | 0 | 0 | 0% | 0 | 0
1996-01-20 02:00 | 1 | 0 | 0 | 0% | 0 | 0
1996-01-20 03:00 | 1 | 0 | 0 | 0% | 0 | 0
1996-01-20 04:00 | 1 | 0 | 0 | 0% | 0 | 0
1996-01-20 05:00 | 1 | 0 | 0 | 0% | 0 | 0
1996-01-20 06:00 | 1 | 0 | 0 | 0% | 0 | 0
1996-01-20 07:00 | 1 | 11182.3 | 11126.415 | 99.5% | 11182.3 | 11126.415
1996-01-20 08:00 | 1 | 47260.7 | 47024.3633 | 99.5% | 47260.7 | 47024.3633
1996-01-20 09:00 | 1 | 75211 | 74834.9375 | 99.5% | 50000 | 49749.995
1996-01-20 10:00 | 1 | 93900.1 | 93430.6406 | 99.5% | 50000 | 49750.0219
1996-01-20 11:00 | 1 | 121051 | 120445.7656 | 99.5% | 50000 | 49750.0085
1996-01-20 12:00 | 1 | 128952 | 128307.5547 | 99.5% | 50000 | 49750.122
1996-01-20 13:00 | 1 | 115938 | 115358.6641 | 99.5% | 50000 | 49750.1527
1996-01-20 14:00 | 1 | 82203.5 | 81792.4375 | 99.5% | 50000 | 49749.9726
1996-01-20 15:00 | 1 | 39999 | 39798.9805 | 99.5% | 39999 | 39798.9805
1996-01-20 16:00 | 1 | 11098 | 11042.5264 | 99.5% | 11098 | 11042.5264
1996-01-20 17:00 | 1 | 0 | 0 | 0% | 0 | 0
1996-01-20 18:00 | 1 | 0 | 0 | 0% | 0 | 0
1996-01-20 19:00 | 1 | 0 | 0 | 0% | 0 | 0
1996-01-20 20:00 | 1 | 0 | 0 | 0% | 0 | 0
1996-01-20 21:00 | 1 | 0 | 0 | 0% | 0 | 0
1996-01-20 22:00 | 1 | 0 | 0 | 0% | 0 | 0
1996-01-20 23:00 | 1 | 0 | 0 | 0% | 0 | 0
1996-01-21 | 1 | 0 | 0 | 0% | 0 | 0
1996-01-21 01:00 | 1 | 0 | 0 | 0% | 0 | 0
1996-01-21 02:00 | 1 | 0 | 0 | 0% | 0 | 0
1996-01-21 03:00 | 1 | 0 | 0 | 0% | 0 | 0
1996-01-21 04:00 | 1 | 0 | 0 | 0% | 0 | 0
1996-01-21 05:00 | 1 | 0 | 0 | 0% | 0 | 0
1996-01-21 06:00 | 1 | 0 | 0 | 0% | 0 | 0
1996-01-21 07:00 | 1 | 11367.3 | 11310.4346 | 99.5% | 11367.3 | 11310.4346
1996-01-21 08:00 | 1 | 38887.3 | 38692.8359 | 99.5% | 38887.3 | 38692.8359
1996-01-21 09:00 | 1 | 43364.7 | 43147.8398 | 99.5% | 43364.7 | 43147.8398
1996-01-21 10:00 | 1 | 68003.2 | 67663.2109 | 99.5% | 50000 | 49750.0198
1996-01-21 11:00 | 1 | 110868 | 110313.7812 | 99.5% | 50000 | 49750.0547
1996-01-21 12:00 | 1 | 121336 | 120728.9141 | 99.5% | 50000 | 49749.8327
1996-01-21 13:00 | 1 | 72335.8 | 71974.0938 | 99.5% | 50000 | 49749.9812
1996-01-21 14:00 | 1 | 61193 | 60887.082 | 99.5% | 50000 | 49750.0384
1996-01-21 15:00 | 1 | 38951.6 | 38756.8711 | 99.5% | 38951.6 | 38756.8711
1996-01-21 16:00 | 1 | 5930.95 | 5901.2954 | 99.5% | 5930.95 | 5901.2954
1996-01-21 17:00 | 1 | 0 | 0 | 0% | 0 | 0
1996-01-21 18:00 | 1 | 0 | 0 | 0% | 0 | 0
1996-01-21 19:00 | 1 | 0 | 0 | 0% | 0 | 0
1996-01-21 20:00 | 1 | 0 | 0 | 0% | 0 | 0
1996-01-21 21:00 | 1 | 0 | 0 | 0% | 0 | 0
1996-01-21 22:00 | 1 | 0 | 0 | 0% | 0 | 0
1996-01-21 23:00 | 1 | 0 | 0 | 0% | 0 | 0
1996-01-22 | 1 | 0 | 0 | 0% | 0 | 0
1996-01-22 01:00 | 1 | 0 | 0 | 0% | 0 | 0
1996-01-22 02:00 | 1 | 0 | 0 | 0% | 0 | 0
1996-01-22 03:00 | 1 | 0 | 0 | 0% | 0 | 0
1996-01-22 04:00 | 1 | 0 | 0 | 0% | 0 | 0
1996-01-22 05:00 | 1 | 0 | 0 | 0% | 0 | 0
1996-01-22 06:00 | 1 | 0 | 0 | 0% | 0 | 0
1996-01-22 07:00 | 1 | 7382.78 | 7345.8662 | 99.5% | 7382.78 | 7345.8662
1996-01-22 08:00 | 1 | 40054.5 | 39854.2383 | 99.5% | 40054.5 | 39854.2383
1996-01-22 09:00 | 1 | 62704.1 | 62390.5859 | 99.5% | 50000 | 49750.0051
1996-01-22 10:00 | 1 | 69572.3 | 69224.4609 | 99.5% | 50000 | 49750.0161
1996-01-22 11:00 | 1 | 94776.9 | 94303.0625 | 99.5% | 50000 | 49750.0248
1996-01-22 12:00 | 1 | 129152 | 128506.7188 | 99.5% | 50000 | 49750.1853
1996-01-22 13:00 | 1 | 101440 | 100933.0234 | 99.5% | 50000 | 49750.1101
1996-01-22 14:00 | 1 | 64950.8 | 64626.0352 | 99.5% | 50000 | 49749.9917
1996-01-22 15:00 | 1 | 17920.5 | 17830.8926 | 99.5% | 17920.5 | 17830.8926
1996-01-22 16:00 | 1 | 13597.9 | 13529.9219 | 99.5% | 13597.9 | 13529.9219
1996-01-22 17:00 | 1 | 0 | 0 | 0% | 0 | 0
1996-01-22 18:00 | 1 | 0 | 0 | 0% | 0 | 0
1996-01-22 19:00 | 1 | 0 | 0 | 0% | 0 | 0
1996-01-22 20:00 | 1 | 0 | 0 | 0% | 0 | 0
1996-01-22 21:00 | 1 | 0 | 0 | 0% | 0 | 0
1996-01-22 22:00 | 1 | 0 | 0 | 0% | 0 | 0
1996-01-22 23:00 | 1 | 0 | 0 | 0% | 0 | 0
1996-01-23 | 1 | 0 | 0 | 0% | 0 | 0
1996-01-23 01:00 | 1 | 0 | 0 | 0% | 0 | 0
1996-01-23 02:00 | 1 | 0 | 0 | 0% | 0 | 0
1996-01-23 03:00 | 1 | 0 | 0 | 0% | 0 | 0
1996-01-23 04:00 | 1 | 0 | 0 | 0% | 0 | 0
1996-01-23 05:00 | 1 | 0 | 0 | 0% | 0 | 0
1996-01-23 06:00 | 1 | 0 | 0 | 0% | 0 | 0
1996-01-23 07:00 | 1 | 12654.9 | 12591.5908 | 99.5% | 12654.9 | 12591.5908
1996-01-23 08:00 | 1 | 51233.6 | 50977.4531 | 99.5% | 50000 | 49750.0206
1996-01-23 09:00 | 1 | 79799.4 | 79400.4297 | 99.5% | 50000 | 49750.0167
1996-01-23 10:00 | 1 | 95537.2 | 95059.5703 | 99.5% | 50000 | 49750.0295
1996-01-23 11:00 | 1 | 125470 | 124843.0469 | 99.5% | 50000 | 49750.1582
1996-01-23 12:00 | 1 | 135334 | 134657.375 | 99.5% | 50000 | 49750.0166
1996-01-23 13:00 | 1 | 122142 | 121531.5312 | 99.5% | 50000 | 49750.0988
1996-01-23 14:00 | 1 | 87232.1 | 86795.9375 | 99.5% | 50000 | 49749.9989
1996-01-23 15:00 | 1 | 42823.6 | 42609.5234 | 99.5% | 42823.6 | 42609.5234
1996-01-23 16:00 | 1 | 13293.1 | 13226.5898 | 99.5% | 13293.1 | 13226.5898
1996-01-23 17:00 | 1 | 0 | 0 | 0% | 0 | 0
1996-01-23 18:00 | 1 | 0 | 0 | 0% | 0 | 0
1996-01-23 19:00 | 1 | 0 | 0 | 0% | 0 | 0
1996-01-23 20:00 | 1 | 0 | 0 | 0% | 0 | 0
1996-01-23 21:00 | 1 | 0 | 0 | 0% | 0 | 0
1996-01-23 22:00 | 1 | 0 | 0 | 0% | 0 | 0
1996-01-23 23:00 | 1 | 0 | 0 | 0% | 0 | 0
1996-01-24 | 1 | 0 | 0 | 0% | 0 | 0
1996-01-24 01:00 | 1 | 0 | 0 | 0% | 0 | 0
1996-01-24 02:00 | 1 | 0 | 0 | 0% | 0 | 0
1996-01-24 03:00 | 1 | 0 | 0 | 0% | 0 | 0
1996-01-24 04:00 | 1 | 0 | 0 | 0% | 0 | 0
1996-01-24 05:00 | 1 | 0 | 0 | 0% | 0 | 0
1996-01-24 06:00 | 1 | 0 | 0 | 0% | 0 | 0
1996-01-24 07:00 | 1 | 12957.2 | 12892.4453 | 99.5% | 12957.2 | 12892.4453
1996-01-24 08:00 | 1 | 52167.5 | 51906.7031 | 99.5% | 50000 | 49750.0389
1996-01-24 09:00 | 1 | 78395.3 | 78003.3047 | 99.5% | 50000 | 49749.988
1996-01-24 10:00 | 1 | 90159.9 | 89709.1406 | 99.5% | 50000 | 49750.0223
1996-01-24 11:00 | 1 | 114495 | 113922.4688 | 99.5% | 50000 | 49749.9754
1996-01-24 12:00 | 1 | 125561 | 124933.1406 | 99.5% | 50000 | 49749.9783
1996-01-24 13:00 | 1 | 111103 | 110547.7656 | 99.5% | 50000 | 49750.1263
1996-01-24 14:00 | 1 | 82965.6 | 82550.8047 | 99.5% | 50000 | 49750.0197
1996-01-24 15:00 | 1 | 38304.6 | 38113.125 | 99.5% | 38304.6 | 38113.125
1996-01-24 16:00 | 1 | 14197.5 | 14126.5186 | 99.5% | 14197.5 | 14126.5186
1996-01-24 17:00 | 1 | 0 | 0 | 0% | 0 | 0
1996-01-24 18:00 | 1 | 0 | 0 | 0% | 0 | 0
1996-01-24 19:00 | 1 | 0 | 0 | 0% | 0 | 0
1996-01-24 20:00 | 1 | 0 | 0 | 0% | 0 | 0
1996-01-24 21:00 | 1 | 0 | 0 | 0% | 0 | 0
1996-01-24 22:00 | 1 | 0 | 0 | 0% | 0 | 0
1996-01-24 23:00 | 1 | 0 | 0 | 0% | 0 | 0
1996-01-25 | 1 | 0 | 0 | 0% | 0 | 0
1996-01-25 01:00 | 1 | 0 | 0 | 0% | 0 | 0
1996-01-25 02:00 | 1 | 0 | 0 | 0% | 0 | 0
1996-01-25 03:00 | 1 | 0 | 0 | 0% | 0 | 0
1996-01-25 04:00 | 1 | 0 | 0 | 0% | 0 | 0
1996-01-25 05:00 | 1 | 0 | 0 | 0% | 0 | 0
1996-01-25 06:00 | 1 | 0 | 0 | 0% | 0 | 0
1996-01-25 07:00 | 1 | 5343.98 | 5317.2583 | 99.5% | 5343.98 | 5317.2583
1996-01-25 08:00 | 1 | 17097.8 | 17012.3242 | 99.5% | 17097.8 | 17012.3242
1996-01-25 09:00 | 1 | 27592 | 27454.0039 | 99.5% | 27592 | 27454.0039
1996-01-25 10:00 | 1 | 24028.8 | 23908.6309 | 99.5% | 24028.8 | 23908.6309
1996-01-25 11:00 | 1 | 26776.8 | 26642.9531 | 99.5% | 26776.8 | 26642.9531
1996-01-25 12:00 | 1 | 26803.7 | 26669.6406 | 99.5% | 26803.7 | 26669.6406
1996-01-25 13:00 | 1 | 24252.5 | 24131.2207 | 99.5% | 24252.5 | 24131.2207
1996-01-25 14:00 | 1 | 18972.4 | 18877.5176 | 99.5% | 18972.4 | 18877.5176
1996-01-25 15:00 | 1 | 14315 | 14243.3779 | 99.5% | 14315 | 14243.3779
1996-01-25 16:00 | 1 | 4676.79 | 4653.4097 | 99.5% | 4676.79 | 4653.4097
1996-01-25 17:00 | 1 | 0 | 0 | 0% | 0 | 0
1996-01-25 18:00 | 1 | 0 | 0 | 0% | 0 | 0
1996-01-25 19:00 | 1 | 0 | 0 | 0% | 0 | 0
1996-01-25 20:00 | 1 | 0 | 0 | 0% | 0 | 0
1996-01-25 21:00 | 1 | 0 | 0 | 0% | 0 | 0
1996-01-25 22:00 | 1 | 0 | 0 | 0% | 0 | 0
1996-01-25 23:00 | 1 | 0 | 0 | 0% | 0 | 0
1996-01-26 | 1 | 0 | 0 | 0% | 0 | 0
1996-01-26 01:00 | 1 | 0 | 0 | 0% | 0 | 0
1996-01-26 02:00 | 1 | 0 | 0 | 0% | 0 | 0
1996-01-26 03:00 | 1 | 0 | 0 | 0% | 0 | 0
1996-01-26 04:00 | 1 | 0 | 0 | 0% | 0 | 0
1996-01-26 05:00 | 1 | 0 | 0 | 0% | 0 | 0
1996-01-26 06:00 | 1 | 0 | 0 | 0% | 0 | 0
1996-01-26 07:00 | 1 | 8772.28 | 8728.4229 | 99.5% | 8772.28 | 8728.4229
1996-01-26 08:00 | 1 | 45849.2 | 45619.9727 | 99.5% | 45849.2 | 45619.9727
1996-01-26 09:00 | 1 | 80023.1 | 79623.0234 | 99.5% | 50000 | 49750.0243
1996-01-26 10:00 | 1 | 69481.2 | 69133.8281 | 99.5% | 50000 | 49750.0246
1996-01-26 11:00 | 1 | 99572.8 | 99074.8828 | 99.5% | 50000 | 49749.9733
1996-01-26 12:00 | 1 | 119552 | 118954.2422 | 99.5% | 50000 | 49750.0009
1996-01-26 13:00 | 1 | 110839 | 110284.9219 | 99.5% | 50000 | 49750.0527
1996-01-26 14:00 | 1 | 80595.1 | 80192.1719 | 99.5% | 50000 | 49750.0294
1996-01-26 15:00 | 1 | 41289 | 41082.5234 | 99.5% | 41289 | 41082.5234
1996-01-26 16:00 | 1 | 14044.7 | 13974.5244 | 99.5% | 14044.7 | 13974.5244
1996-01-26 17:00 | 1 | 15.7169 | 15.6383 | 99.5% | 15.7169 | 15.6383
1996-01-26 18:00 | 1 | 0 | 0 | 0% | 0 | 0
1996-01-26 19:00 | 1 | 0 | 0 | 0% | 0 | 0
1996-01-26 20:00 | 1 | 0 | 0 | 0% | 0 | 0
1996-01-26 21:00 | 1 | 0 | 0 | 0% | 0 | 0
1996-01-26 22:00 | 1 | 0 | 0 | 0% | 0 | 0
1996-01-26 23:00 | 1 | 0 | 0 | 0% | 0 | 0
1996-01-27 | 1 | 0 | 0 | 0% | 0 | 0
1996-01-27 01:00 | 1 | 0 | 0 | 0% | 0 | 0
1996-01-27 02:00 | 1 | 0 | 0 | 0% | 0 | 0
1996-01-27 03:00 | 1 | 0 | 0 | 0% | 0 | 0
1996-01-27 04:00 | 1 | 0 | 0 | 0% | 0 | 0
1996-01-27 05:00 | 1 | 0 | 0 | 0% | 0 | 0
1996-01-27 06:00 | 1 | 0 | 0 | 0% | 0 | 0
1996-01-27 07:00 | 1 | 12104.9 | 12044.332 | 99.5% | 12104.9 | 12044.332
1996-01-27 08:00 | 1 | 36043.5 | 35863.2695 | 99.5% | 36043.5 | 35863.2695
1996-01-27 09:00 | 1 | 72591.8 | 72228.875 | 99.5% | 50000 | 49750.0234
1996-01-27 10:00 | 1 | 87197.6 | 86761.5859 | 99.5% | 50000 | 49749.9851
1996-01-27 11:00 | 1 | 104563 | 104040.3438 | 99.5% | 50000 | 49750.0759
1996-01-27 12:00 | 1 | 46525.5 | 46292.8281 | 99.5% | 46525.5 | 46292.8281
1996-01-27 13:00 | 1 | 86885 | 86450.5312 | 99.5% | 50000 | 49749.9748
1996-01-27 14:00 | 1 | 32674.6 | 32511.2598 | 99.5% | 32674.6 | 32511.2598
1996-01-27 15:00 | 1 | 38175.8 | 37984.8867 | 99.5% | 38175.8 | 37984.8867
1996-01-27 16:00 | 1 | 17798.1 | 17709.0859 | 99.5% | 17798.1 | 17709.0859
1996-01-27 17:00 | 1 | 0 | 0 | 0% | 0 | 0
1996-01-27 18:00 | 1 | 0 | 0 | 0% | 0 | 0
1996-01-27 19:00 | 1 | 0 | 0 | 0% | 0 | 0
1996-01-27 20:00 | 1 | 0 | 0 | 0% | 0 | 0
1996-01-27 21:00 | 1 | 0 | 0 | 0% | 0 | 0
1996-01-27 22:00 | 1 | 0 | 0 | 0% | 0 | 0
1996-01-27 23:00 | 1 | 0 | 0 | 0% | 0 | 0
1996-01-28 | 1 | 0 | 0 | 0% | 0 | 0
1996-01-28 01:00 | 1 | 0 | 0 | 0% | 0 | 0
1996-01-28 02:00 | 1 | 0 | 0 | 0% | 0 | 0
1996-01-28 03:00 | 1 | 0 | 0 | 0% | 0 | 0
1996-01-28 04:00 | 1 | 0 | 0 | 0% | 0 | 0
1996-01-28 05:00 | 1 | 0 | 0 | 0% | 0 | 0
1996-01-28 06:00 | 1 | 0 | 0 | 0% | 0 | 0
1996-01-28 07:00 | 1 | 2747.72 | 2733.98 | 99.5% | 2747.72 | 2733.98
1996-01-28 08:00 | 1 | 10417.7 | 10365.6494 | 99.5% | 10417.7 | 10365.6494
1996-01-28 09:00 | 1 | 67765.4 | 67426.5469 | 99.5% | 50000 | 49749.9807
1996-01-28 10:00 | 1 | 93088.2 | 92622.8047 | 99.5% | 50000 | 49750.0245
1996-01-28 11:00 | 1 | 101928 | 101418.5078 | 99.5% | 50000 | 49750.0725
1996-01-28 12:00 | 1 | 114287 | 113715.9531 | 99.5% | 50000 | 49750.1698
1996-01-28 13:00 | 1 | 87879.9 | 87440.5469 | 99.5% | 50000 | 49750.0264
1996-01-28 14:00 | 1 | 85931 | 85501.3125 | 99.5% | 50000 | 49749.9811
1996-01-28 15:00 | 1 | 45286.6 | 45060.1758 | 99.5% | 45286.6 | 45060.1758
1996-01-28 16:00 | 1 | 14400.9 | 14328.8867 | 99.5% | 14400.9 | 14328.8867
1996-01-28 17:00 | 1 | 15.5754 | 15.4975 | 99.5% | 15.5754 | 15.4975
1996-01-28 18:00 | 1 | 0 | 0 | 0% | 0 | 0
1996-01-28 19:00 | 1 | 0 | 0 | 0% | 0 | 0
1996-01-28 20:00 | 1 | 0 | 0 | 0% | 0 | 0
1996-01-28 21:00 | 1 | 0 | 0 | 0% | 0 | 0
1996-01-28 22:00 | 1 | 0 | 0 | 0% | 0 | 0
1996-01-28 23:00 | 1 | 0 | 0 | 0% | 0 | 0
1996-01-29 | 1 | 0 | 0 | 0% | 0 | 0
1996-01-29 01:00 | 1 | 0 | 0 | 0% | 0 | 0
1996-01-29 02:00 | 1 | 0 | 0 | 0% | 0 | 0
1996-01-29 03:00 | 1 | 0 | 0 | 0% | 0 | 0
1996-01-29 04:00 | 1 | 0 | 0 | 0% | 0 | 0
1996-01-29 05:00 | 1 | 0 | 0 | 0% | 0 | 0
1996-01-29 06:00 | 1 | 0 | 0 | 0% | 0 | 0
1996-01-29 07:00 | 1 | 9873.35 | 9823.9824 | 99.5% | 9873.35 | 9823.9824
1996-01-29 08:00 | 1 | 44981 | 44756.0508 | 99.5% | 44981 | 44756.0508
1996-01-29 09:00 | 1 | 69268.2 | 68921.8203 | 99.5% | 50000 | 49749.9721
1996-01-29 10:00 | 1 | 89654.2 | 89205.9453 | 99.5% | 50000 | 49750.0091
1996-01-29 11:00 | 1 | 119115 | 118519.0078 | 99.5% | 50000 | 49749.8249
1996-01-29 12:00 | 1 | 86052.2 | 85621.9453 | 99.5% | 50000 | 49750.0037
1996-01-29 13:00 | 1 | 98526.4 | 98033.7578 | 99.5% | 50000 | 49749.9948
1996-01-29 14:00 | 1 | 72418.6 | 72056.5156 | 99.5% | 50000 | 49750.006
1996-01-29 15:00 | 1 | 44199.1 | 43978.1523 | 99.5% | 44199.1 | 43978.1523
1996-01-29 16:00 | 1 | 10802.3 | 10748.2539 | 99.5% | 10802.3 | 10748.2539
1996-01-29 17:00 | 1 | 15.5145 | 15.4369 | 99.5% | 15.5145 | 15.4369
1996-01-29 18:00 | 1 | 0 | 0 | 0% | 0 | 0
1996-01-29 19:00 | 1 | 0 | 0 | 0% | 0 | 0
1996-01-29 20:00 | 1 | 0 | 0 | 0% | 0 | 0
1996-01-29 21:00 | 1 | 0 | 0 | 0% | 0 | 0
1996-01-29 22:00 | 1 | 0 | 0 | 0% | 0 | 0
1996-01-29 23:00 | 1 | 0 | 0 | 0% | 0 | 0
1996-01-30 | 1 | 0 | 0 | 0% | 0 | 0
1996-01-30 01:00 | 1 | 0 | 0 | 0% | 0 | 0
1996-01-30 02:00 | 1 | 0 | 0 | 0% | 0 | 0
1996-01-30 03:00 | 1 | 0 | 0 | 0% | 0 | 0
1996-01-30 04:00 | 1 | 0 | 0 | 0% | 0 | 0
1996-01-30 05:00 | 1 | 0 | 0 | 0% | 0 | 0
1996-01-30 06:00 | 1 | 0 | 0 | 0% | 0 | 0
1996-01-30 07:00 | 1 | 7585.99 | 7548.063 | 99.5% | 7585.99 | 7548.063
1996-01-30 08:00 | 1 | 17043.5 | 16958.291 | 99.5% | 17043.5 | 16958.291
1996-01-30 09:00 | 1 | 30015.7 | 29865.6426 | 99.5% | 30015.7 | 29865.6426
1996-01-30 10:00 | 1 | 39974.7 | 39774.8359 | 99.5% | 39974.7 | 39774.8359
1996-01-30 11:00 | 1 | 45053.4 | 44828.1445 | 99.5% | 45053.4 | 44828.1445
1996-01-30 12:00 | 1 | 45389.2 | 45162.2656 | 99.5% | 45389.2 | 45162.2656
1996-01-30 13:00 | 1 | 40526.7 | 40324.0586 | 99.5% | 40526.7 | 40324.0586
1996-01-30 14:00 | 1 | 30909.8 | 30755.209 | 99.5% | 30909.8 | 30755.209
1996-01-30 15:00 | 1 | 17888.5 | 17799.0586 | 99.5% | 17888.5 | 17799.0586
1996-01-30 16:00 | 1 | 8420.62 | 8378.5195 | 99.5% | 8420.62 | 8378.5195
1996-01-30 17:00 | 1 | 15.4373 | 15.3602 | 99.5% | 15.4373 | 15.3602
1996-01-30 18:00 | 1 | 0 | 0 | 0% | 0 | 0
1996-01-30 19:00 | 1 | 0 | 0 | 0% | 0 | 0
1996-01-30 20:00 | 1 | 0 | 0 | 0% | 0 | 0
1996-01-30 21:00 | 1 | 0 | 0 | 0% | 0 | 0
1996-01-30 22:00 | 1 | 0 | 0 | 0% | 0 | 0
1996-01-30 23:00 | 1 | 0 | 0 | 0% | 0 | 0
1996-01-31 | 1 | 0 | 0 | 0% | 0 | 0
1996-01-31 01:00 | 1 | 0 | 0 | 0% | 0 | 0
1996-01-31 02:00 | 1 | 0 | 0 | 0% | 0 | 0
1996-01-31 03:00 | 1 | 0 | 0 | 0% | 0 | 0
1996-01-31 04:00 | 1 | 0 | 0 | 0% | 0 | 0
1996-01-31 05:00 | 1 | 0 | 0 | 0% | 0 | 0
1996-01-31 06:00 | 1 | 0 | 0 | 0% | 0 | 0
1996-01-31 07:00 | 1 | 4507.06 | 4484.5288 | 99.5% | 4507.06 | 4484.5288
1996-01-31 08:00 | 1 | 15327.2 | 15250.5908 | 99.5% | 15327.2 | 15250.5908
1996-01-31 09:00 | 1 | 25920.2 | 25790.6367 | 99.5% | 25920.2 | 25790.6367
1996-01-31 10:00 | 1 | 33591.9 | 33423.9609 | 99.5% | 33591.9 | 33423.9609
1996-01-31 11:00 | 1 | 105425 | 104897.9844 | 99.5% | 50000 | 49750.0519
1996-01-31 12:00 | 1 | 38166.3 | 37975.4727 | 99.5% | 38166.3 | 37975.4727
1996-01-31 13:00 | 1 | 82099.1 | 81688.5938 | 99.5% | 50000 | 49749.9935
1996-01-31 14:00 | 1 | 21996.6 | 21886.6367 | 99.5% | 21996.6 | 21886.6367
1996-01-31 15:00 | 1 | 16210 | 16128.9775 | 99.5% | 16210 | 16128.9775
1996-01-31 16:00 | 1 | 3265.3 | 3248.9785 | 99.5% | 3265.3 | 3248.9785
1996-01-31 17:00 | 1 | 15.3542 | 15.2775 | 99.5% | 15.3542 | 15.2775
1996-01-31 18:00 | 1 | 0 | 0 | 0% | 0 | 0
1996-01-31 19:00 | 1 | 0 | 0 | 0% | 0 | 0
1996-01-31 20:00 | 1 | 0 | 0 | 0% | 0 | 0
1996-01-31 21:00 | 1 | 0 | 0 | 0% | 0 | 0
1996-01-31 22:00 | 1 | 0 | 0 | 0% | 0 | 0
1996-01-31 23:00 | 1 | 0 | 0 | 0% | 0 | 0
1991-02-01 | 2 | 0 | 0 | 0% | 0 | 0
1991-02-01 01:00 | 2 | 0 | 0 | 0% | 0 | 0
1991-02-01 02:00 | 2 | 0 | 0 | 0% | 0 | 0
1991-02-01 03:00 | 2 | 0 | 0 | 0% | 0 | 0
1991-02-01 04:00 | 2 | 0 | 0 | 0% | 0 | 0
1991-02-01 05:00 | 2 | 0 | 0 | 0% | 0 | 0
1991-02-01 06:00 | 2 | 15.8984 | 15.8189 | 99.5% | 15.8984 | 15.8189
1991-02-01 07:00 | 2 | 13747.2 | 13678.4492 | 99.5% | 13747.2 | 13678.4492
1991-02-01 08:00 | 2 | 53570.8 | 53302.9375 | 99.5% | 50000 | 49749.9921
1991-02-01 09:00 | 2 | 78414.3 | 78022.2656 | 99.5% | 50000 | 49750.0237
1991-02-01 10:00 | 2 | 101740 | 101231.5 | 99.5% | 50000 | 49750.0983
1991-02-01 11:00 | 2 | 121957 | 121347.1719 | 99.5% | 50000 | 49749.9823
1991-02-01 12:00 | 2 | 131366 | 130709.3516 | 99.5% | 50000 | 49750.0691
1991-02-01 13:00 | 2 | 119988 | 119388.2188 | 99.5% | 50000 | 49750.0662
1991-02-01 14:00 | 2 | 83135.8 | 82720.0938 | 99.5% | 50000 | 49749.9836
1991-02-01 15:00 | 2 | 42491.4 | 42278.9453 | 99.5% | 42491.4 | 42278.9453
1991-02-01 16:00 | 2 | 16604.1 | 16521.0645 | 99.5% | 16604.1 | 16521.0645
1991-02-01 17:00 | 2 | 64.208 | 63.887 | 99.5% | 64.208 | 63.887
1991-02-01 18:00 | 2 | 0 | 0 | 0% | 0 | 0
1991-02-01 19:00 | 2 | 0 | 0 | 0% | 0 | 0
1991-02-01 20:00 | 2 | 0 | 0 | 0% | 0 | 0
1991-02-01 21:00 | 2 | 0 | 0 | 0% | 0 | 0
1991-02-01 22:00 | 2 | 0 | 0 | 0% | 0 | 0
1991-02-01 23:00 | 2 | 0 | 0 | 0% | 0 | 0
1991-02-02 | 2 | 0 | 0 | 0% | 0 | 0
1991-02-02 01:00 | 2 | 0 | 0 | 0% | 0 | 0
1991-02-02 02:00 | 2 | 0 | 0 | 0% | 0 | 0
1991-02-02 03:00 | 2 | 0 | 0 | 0% | 0 | 0
1991-02-02 04:00 | 2 | 0 | 0 | 0% | 0 | 0
1991-02-02 05:00 | 2 | 0 | 0 | 0% | 0 | 0
1991-02-02 06:00 | 2 | 0.11467 | 0.11409 | 99.5% | 0.11467 | 0.11409
1991-02-02 07:00 | 2 | 15275.3 | 15198.9189 | 99.5% | 15275.3 | 15198.9189
1991-02-02 08:00 | 2 | 53634.7 | 53366.5039 | 99.5% | 50000 | 49749.9789
1991-02-02 09:00 | 2 | 71702.4 | 71343.8984 | 99.5% | 50000 | 49750.0073
1991-02-02 10:00 | 2 | 89897.5 | 89448.0156 | 99.5% | 50000 | 49750.0017
1991-02-02 11:00 | 2 | 66403.6 | 66071.5469 | 99.5% | 50000 | 49749.9736
1991-02-02 12:00 | 2 | 104853 | 104328.8359 | 99.5% | 50000 | 49750.0481
1991-02-02 13:00 | 2 | 70855 | 70500.7422 | 99.5% | 50000 | 49750.0121
1991-02-02 14:00 | 2 | 37666.3 | 37477.9531 | 99.5% | 37666.3 | 37477.9531
1991-02-02 15:00 | 2 | 24741.5 | 24617.8242 | 99.5% | 24741.5 | 24617.8242
1991-02-02 16:00 | 2 | 9455.82 | 9408.541 | 99.5% | 9455.82 | 9408.541
1991-02-02 17:00 | 2 | 140.487 | 139.7843 | 99.5% | 140.487 | 139.7843
1991-02-02 18:00 | 2 | 0 | 0 | 0% | 0 | 0
1991-02-02 19:00 | 2 | 0 | 0 | 0% | 0 | 0
1991-02-02 20:00 | 2 | 0 | 0 | 0% | 0 | 0
1991-02-02 21:00 | 2 | 0 | 0 | 0% | 0 | 0
1991-02-02 22:00 | 2 | 0 | 0 | 0% | 0 | 0
1991-02-02 23:00 | 2 | 0 | 0 | 0% | 0 | 0
1991-02-03 | 2 | 0 | 0 | 0% | 0 | 0
1991-02-03 01:00 | 2 | 0 | 0 | 0% | 0 | 0
1991-02-03 02:00 | 2 | 0 | 0 | 0% | 0 | 0
1991-02-03 03:00 | 2 | 0 | 0 | 0% | 0 | 0
1991-02-03 04:00 | 2 | 0 | 0 | 0% | 0 | 0
1991-02-03 05:00 | 2 | 0 | 0 | 0% | 0 | 0
1991-02-03 06:00 | 2 | 15.8514 | 15.7721 | 99.5% | 15.8514 | 15.7721
1991-02-03 07:00 | 2 | 11848.8 | 11789.5791 | 99.5% | 11848.8 | 11789.5791
1991-02-03 08:00 | 2 | 52955.9 | 52691.1055 | 99.5% | 50000 | 49749.9858
1991-02-03 09:00 | 2 | 82347.5 | 81935.75 | 99.5% | 50000 | 49749.9924
1991-02-03 10:00 | 2 | 100062 | 99561.4922 | 99.5% | 50000 | 49749.9012
1991-02-03 11:00 | 2 | 122856 | 122241.7344 | 99.5% | 50000 | 49750.0059
1991-02-03 12:00 | 2 | 130708 | 130054.0391 | 99.5% | 50000 | 49749.839
1991-02-03 13:00 | 2 | 115451 | 114873.8047 | 99.5% | 50000 | 49750.0258
1991-02-03 14:00 | 2 | 77136.9 | 76751.2031 | 99.5% | 50000 | 49749.992
1991-02-03 15:00 | 2 | 22485.9 | 22373.4902 | 99.5% | 22485.9 | 22373.4902
1991-02-03 16:00 | 2 | 9232.04 | 9185.875 | 99.5% | 9232.04 | 9185.875
1991-02-03 17:00 | 2 | 38.4617 | 38.2694 | 99.5% | 38.4617 | 38.2694
1991-02-03 18:00 | 2 | 0 | 0 | 0% | 0 | 0
1991-02-03 19:00 | 2 | 0 | 0 | 0% | 0 | 0
1991-02-03 20:00 | 2 | 0 | 0 | 0% | 0 | 0
1991-02-03 21:00 | 2 | 0 | 0 | 0% | 0 | 0
1991-02-03 22:00 | 2 | 0 | 0 | 0% | 0 | 0
1991-02-03 23:00 | 2 | 0 | 0 | 0% | 0 | 0
1991-02-04 | 2 | 0 | 0 | 0% | 0 | 0
1991-02-04 01:00 | 2 | 0 | 0 | 0% | 0 | 0
1991-02-04 02:00 | 2 | 0 | 0 | 0% | 0 | 0
1991-02-04 03:00 | 2 | 0 | 0 | 0% | 0 | 0
1991-02-04 04:00 | 2 | 0 | 0 | 0% | 0 | 0
1991-02-04 05:00 | 2 | 0 | 0 | 0% | 0 | 0
1991-02-04 06:00 | 2 | 0 | 0 | 0% | 0 | 0
1991-02-04 07:00 | 2 | 10454.1 | 10401.8291 | 99.5% | 10454.1 | 10401.8291
1991-02-04 08:00 | 2 | 12531.7 | 12469.0801 | 99.5% | 12531.7 | 12469.0801
1991-02-04 09:00 | 2 | 80286.9 | 79885.4844 | 99.5% | 50000 | 49750.0118
1991-02-04 10:00 | 2 | 106833 | 106298.6406 | 99.5% | 50000 | 49749.909
1991-02-04 11:00 | 2 | 136007 | 135326.8438 | 99.5% | 50000 | 49749.9554
1991-02-04 12:00 | 2 | 147760 | 147021.6562 | 99.5% | 50000 | 49750.1544
1991-02-04 13:00 | 2 | 131169 | 130513.3516 | 99.5% | 50000 | 49750.0749
1991-02-04 14:00 | 2 | 93754.3 | 93285.5234 | 99.5% | 50000 | 49749.9973
1991-02-04 15:00 | 2 | 53946.6 | 53676.8359 | 99.5% | 50000 | 49749.9712
1991-02-04 16:00 | 2 | 18155.1 | 18064.3535 | 99.5% | 18155.1 | 18064.3535
1991-02-04 17:00 | 2 | 111.5 | 110.9424 | 99.5% | 111.5 | 110.9424
1991-02-04 18:00 | 2 | 0 | 0 | 0% | 0 | 0
1991-02-04 19:00 | 2 | 0 | 0 | 0% | 0 | 0
1991-02-04 20:00 | 2 | 0 | 0 | 0% | 0 | 0
1991-02-04 21:00 | 2 | 0 | 0 | 0% | 0 | 0
1991-02-04 22:00 | 2 | 0 | 0 | 0% | 0 | 0
1991-02-04 23:00 | 2 | 0 | 0 | 0% | 0 | 0
1991-02-05 | 2 | 0 | 0 | 0% | 0 | 0
1991-02-05 01:00 | 2 | 0 | 0 | 0% | 0 | 0
1991-02-05 02:00 | 2 | 0 | 0 | 0% | 0 | 0
1991-02-05 03:00 | 2 | 0 | 0 | 0% | 0 | 0
1991-02-05 04:00 | 2 | 0 | 0 | 0% | 0 | 0
1991-02-05 05:00 | 2 | 0 | 0 | 0% | 0 | 0
1991-02-05 06:00 | 2 | 0 | 0 | 0% | 0 | 0
1991-02-05 07:00 | 2 | 8522.65 | 8480.0332 | 99.5% | 8522.65 | 8480.0332
1991-02-05 08:00 | 2 | 28883.6 | 28739.1543 | 99.5% | 28883.6 | 28739.1543
1991-02-05 09:00 | 2 | 72485.4 | 72122.9297 | 99.5% | 50000 | 49749.9701
1991-02-05 10:00 | 2 | 105588 | 105060.4141 | 99.5% | 50000 | 49750.1677
1991-02-05 11:00 | 2 | 130781 | 130127.4219 | 99.5% | 50000 | 49750.125
1991-02-05 12:00 | 2 | 140786 | 140081.5938 | 99.5% | 50000 | 49749.8309
1991-02-05 13:00 | 2 | 131910 | 131250.1094 | 99.5% | 50000 | 49749.8709
1991-02-05 14:00 | 2 | 67073.4 | 66738.0703 | 99.5% | 50000 | 49750.0278
1991-02-05 15:00 | 2 | 20409 | 20306.9551 | 99.5% | 20409 | 20306.9551
1991-02-05 16:00 | 2 | 6044.89 | 6014.6665 | 99.5% | 6044.89 | 6014.6665
1991-02-05 17:00 | 2 | 63.4924 | 63.175 | 99.5% | 63.4924 | 63.175
1991-02-05 18:00 | 2 | 0 | 0 | 0% | 0 | 0
1991-02-05 19:00 | 2 | 0 | 0 | 0% | 0 | 0
1991-02-05 20:00 | 2 | 0 | 0 | 0% | 0 | 0
1991-02-05 21:00 | 2 | 0 | 0 | 0% | 0 | 0
1991-02-05 22:00 | 2 | 0 | 0 | 0% | 0 | 0
1991-02-05 23:00 | 2 | 0 | 0 | 0% | 0 | 0
1991-02-06 | 2 | 0 | 0 | 0% | 0 | 0
1991-02-06 01:00 | 2 | 0 | 0 | 0% | 0 | 0
1991-02-06 02:00 | 2 | 0 | 0 | 0% | 0 | 0
1991-02-06 03:00 | 2 | 0 | 0 | 0% | 0 | 0
1991-02-06 04:00 | 2 | 0 | 0 | 0% | 0 | 0
1991-02-06 05:00 | 2 | 0 | 0 | 0% | 0 | 0
1991-02-06 06:00 | 2 | 0.4304 | 0.42824 | 99.5% | 0.4304 | 0.42824
1991-02-06 07:00 | 2 | 18324.6 | 18232.9297 | 99.5% | 18324.6 | 18232.9297
1991-02-06 08:00 | 2 | 60885.4 | 60581.0156 | 99.5% | 50000 | 49750.035
1991-02-06 09:00 | 2 | 90276.5 | 89825.1562 | 99.5% | 50000 | 49750.0215
1991-02-06 10:00 | 2 | 107587 | 107048.9688 | 99.5% | 50000 | 49749.9553
1991-02-06 11:00 | 2 | 134619 | 133945.5156 | 99.5% | 50000 | 49749.8554
1991-02-06 12:00 | 2 | 146444 | 145711.5938 | 99.5% | 50000 | 49749.9364
1991-02-06 13:00 | 2 | 135741 | 135062.2812 | 99.5% | 50000 | 49749.9949
1991-02-06 14:00 | 2 | 97660.6 | 97172.2891 | 99.5% | 50000 | 49749.9959
1991-02-06 15:00 | 2 | 52023.5 | 51763.375 | 99.5% | 50000 | 49749.9928
1991-02-06 16:00 | 2 | 13563.4 | 13495.6211 | 99.5% | 13563.4 | 13495.6211
1991-02-06 17:00 | 2 | 91.3534 | 90.8967 | 99.5% | 91.3534 | 90.8967
1991-02-06 18:00 | 2 | 0 | 0 | 0% | 0 | 0
1991-02-06 19:00 | 2 | 0 | 0 | 0% | 0 | 0
1991-02-06 20:00 | 2 | 0 | 0 | 0% | 0 | 0
1991-02-06 21:00 | 2 | 0 | 0 | 0% | 0 | 0
1991-02-06 22:00 | 2 | 0 | 0 | 0% | 0 | 0
1991-02-06 23:00 | 2 | 0 | 0 | 0% | 0 | 0
1991-02-07 | 2 | 0 | 0 | 0% | 0 | 0
1991-02-07 01:00 | 2 | 0 | 0 | 0% | 0 | 0
1991-02-07 02:00 | 2 | 0 | 0 | 0% | 0 | 0
1991-02-07 03:00 | 2 | 0 | 0 | 0% | 0 | 0
1991-02-07 04:00 | 2 | 0 | 0 | 0% | 0 | 0
1991-02-07 05:00 | 2 | 0 | 0 | 0% | 0 | 0
1991-02-07 06:00 | 2 | 15.8002 | 15.7212 | 99.5% | 15.8002 | 15.7212
1991-02-07 07:00 | 2 | 3923.75 | 3904.1304 | 99.5% | 3923.75 | 3904.1304
1991-02-07 08:00 | 2 | 14742.5 | 14668.7822 | 99.5% | 14742.5 | 14668.7822
1991-02-07 09:00 | 2 | 77431.8 | 77044.6172 | 99.5% | 50000 | 49749.9846
1991-02-07 10:00 | 2 | 105412 | 104884.8828 | 99.5% | 50000 | 49749.9729
1991-02-07 11:00 | 2 | 134614 | 133941.3906 | 99.5% | 50000 | 49750.1711
1991-02-07 12:00 | 2 | 139371 | 138674.4844 | 99.5% | 50000 | 49750.1218
1991-02-07 13:00 | 2 | 131812 | 131152.9688 | 99.5% | 50000 | 49750.0109
1991-02-07 14:00 | 2 | 93236.8 | 92770.6484 | 99.5% | 50000 | 49750.0174
1991-02-07 15:00 | 2 | 51502.7 | 51245.1875 | 99.5% | 50000 | 49750.001
1991-02-07 16:00 | 2 | 20304.5 | 20202.9355 | 99.5% | 20304.5 | 20202.9355
1991-02-07 17:00 | 2 | 166.384 | 165.552 | 99.5% | 166.384 | 165.552
1991-02-07 18:00 | 2 | 0 | 0 | 0% | 0 | 0
1991-02-07 19:00 | 2 | 0 | 0 | 0% | 0 | 0
1991-02-07 20:00 | 2 | 0 | 0 | 0% | 0 | 0
1991-02-07 21:00 | 2 | 0 | 0 | 0% | 0 | 0
1991-02-07 22:00 | 2 | 0 | 0 | 0% | 0 | 0
1991-02-07 23:00 | 2 | 0 | 0 | 0% | 0 | 0
1991-02-08 | 2 | 0 | 0 | 0% | 0 | 0
1991-02-08 01:00 | 2 | 0 | 0 | 0% | 0 | 0
1991-02-08 02:00 | 2 | 0 | 0 | 0% | 0 | 0
1991-02-08 03:00 | 2 | 0 | 0 | 0% | 0 | 0
1991-02-08 04:00 | 2 | 0 | 0 | 0% | 0 | 0
1991-02-08 05:00 | 2 | 0 | 0 | 0% | 0 | 0
1991-02-08 06:00 | 2 | 33.8967 | 33.7273 | 99.5% | 33.8967 | 33.7273
1991-02-08 07:00 | 2 | 18687.7 | 18594.2422 | 99.5% | 18687.7 | 18594.2422
1991-02-08 08:00 | 2 | 63193.2 | 62877.2266 | 99.5% | 50000 | 49749.9941
1991-02-08 09:00 | 2 | 94095 | 93624.4844 | 99.5% | 50000 | 49749.9784
1991-02-08 10:00 | 2 | 111792 | 111232.8438 | 99.5% | 50000 | 49749.9122
1991-02-08 11:00 | 2 | 134820 | 134146.2031 | 99.5% | 50000 | 49750.1124
1991-02-08 12:00 | 2 | 146678 | 145944.625 | 99.5% | 50000 | 49750.0051
1991-02-08 13:00 | 2 | 140352 | 139650.3281 | 99.5% | 50000 | 49750.0314
1991-02-08 14:00 | 2 | 99536.2 | 99038.5547 | 99.5% | 50000 | 49750.0179
1991-02-08 15:00 | 2 | 55450.8 | 55173.5625 | 99.5% | 50000 | 49750.0149
1991-02-08 16:00 | 2 | 20689.1 | 20585.6953 | 99.5% | 20689.1 | 20585.6953
1991-02-08 17:00 | 2 | 168.504 | 167.6616 | 99.5% | 168.504 | 167.6616
1991-02-08 18:00 | 2 | 0 | 0 | 0% | 0 | 0
1991-02-08 19:00 | 2 | 0 | 0 | 0% | 0 | 0
1991-02-08 20:00 | 2 | 0 | 0 | 0% | 0 | 0
1991-02-08 21:00 | 2 | 0 | 0 | 0% | 0 | 0
1991-02-08 22:00 | 2 | 0 | 0 | 0% | 0 | 0
1991-02-08 23:00 | 2 | 0 | 0 | 0% | 0 | 0
1991-02-09 | 2 | 0 | 0 | 0% | 0 | 0
1991-02-09 01:00 | 2 | 0 | 0 | 0% | 0 | 0
1991-02-09 02:00 | 2 | 0 | 0 | 0% | 0 | 0
1991-02-09 03:00 | 2 | 0 | 0 | 0% | 0 | 0
1991-02-09 04:00 | 2 | 0 | 0 | 0% | 0 | 0
1991-02-09 05:00 | 2 | 0 | 0 | 0% | 0 | 0
1991-02-09 06:00 | 2 | 33.9832 | 33.8133 | 99.5% | 33.9832 | 33.8133
1991-02-09 07:00 | 2 | 18884.3 | 18789.8828 | 99.5% | 18884.3 | 18789.8828
1991-02-09 08:00 | 2 | 61240.9 | 60934.7344 | 99.5% | 50000 | 49750.0317
1991-02-09 09:00 | 2 | 91442.8 | 90985.6016 | 99.5% | 50000 | 49750.0085
1991-02-09 10:00 | 2 | 108948 | 108403.5 | 99.5% | 50000 | 49750.1101
1991-02-09 11:00 | 2 | 133138 | 132471.9531 | 99.5% | 50000 | 49749.866
1991-02-09 12:00 | 2 | 145635 | 144907.1562 | 99.5% | 50000 | 49750.1137
1991-02-09 13:00 | 2 | 138094 | 137403.0625 | 99.5% | 50000 | 49749.8307
1991-02-09 14:00 | 2 | 97985 | 97495.0547 | 99.5% | 50000 | 49749.9896
1991-02-09 15:00 | 2 | 55349.4 | 55072.6445 | 99.5% | 50000 | 49749.9923
1991-02-09 16:00 | 2 | 20354.4 | 20252.6074 | 99.5% | 20354.4 | 20252.6074
1991-02-09 17:00 | 2 | 337.889 | 336.1999 | 99.5% | 337.889 | 336.1999
1991-02-09 18:00 | 2 | 0 | 0 | 0% | 0 | 0
1991-02-09 19:00 | 2 | 0 | 0 | 0% | 0 | 0
1991-02-09 20:00 | 2 | 0 | 0 | 0% | 0 | 0
1991-02-09 21:00 | 2 | 0 | 0 | 0% | 0 | 0
1991-02-09 22:00 | 2 | 0 | 0 | 0% | 0 | 0
1991-02-09 23:00 | 2 | 0 | 0 | 0% | 0 | 0
1991-02-10 | 2 | 0 | 0 | 0% | 0 | 0
1991-02-10 01:00 | 2 | 0 | 0 | 0% | 0 | 0
1991-02-10 02:00 | 2 | 0 | 0 | 0% | 0 | 0
1991-02-10 03:00 | 2 | 0 | 0 | 0% | 0 | 0
1991-02-10 04:00 | 2 | 0 | 0 | 0% | 0 | 0
1991-02-10 05:00 | 2 | 0 | 0 | 0% | 0 | 0
1991-02-10 06:00 | 2 | 142.211 | 141.4998 | 99.5% | 142.211 | 141.4998
1991-02-10 07:00 | 2 | 17433.5 | 17346.2871 | 99.5% | 17433.5 | 17346.2871
1991-02-10 08:00 | 2 | 56603.2 | 56320.1719 | 99.5% | 50000 | 49749.9893
1991-02-10 09:00 | 2 | 88916.4 | 88471.8125 | 99.5% | 50000 | 49749.9969
1991-02-10 10:00 | 2 | 108243 | 107701.7344 | 99.5% | 50000 | 49749.9766
1991-02-10 11:00 | 2 | 130189 | 129538.2188 | 99.5% | 50000 | 49750.0629
1991-02-10 12:00 | 2 | 142158 | 141446.7344 | 99.5% | 50000 | 49749.8327
1991-02-10 13:00 | 2 | 132049 | 131388.3594 | 99.5% | 50000 | 49749.8502
1991-02-10 14:00 | 2 | 94682.8 | 94209.3828 | 99.5% | 50000 | 49749.9983
1991-02-10 15:00 | 2 | 54466.3 | 54193.9648 | 99.5% | 50000 | 49749.9966
1991-02-10 16:00 | 2 | 19494.5 | 19397.0312 | 99.5% | 19494.5 | 19397.0312
1991-02-10 17:00 | 2 | 337.546 | 335.8578 | 99.5% | 337.546 | 335.8578
1991-02-10 18:00 | 2 | 0 | 0 | 0% | 0 | 0
1991-02-10 19:00 | 2 | 0 | 0 | 0% | 0 | 0
1991-02-10 20:00 | 2 | 0 | 0 | 0% | 0 | 0
1991-02-10 21:00 | 2 | 0 | 0 | 0% | 0 | 0
1991-02-10 22:00 | 2 | 0 | 0 | 0% | 0 | 0
1991-02-10 23:00 | 2 | 0 | 0 | 0% | 0 | 0
1991-02-11 | 2 | 0 | 0 | 0% | 0 | 0
1991-02-11 01:00 | 2 | 0 | 0 | 0% | 0 | 0
1991-02-11 02:00 | 2 | 0 | 0 | 0% | 0 | 0
1991-02-11 03:00 | 2 | 0 | 0 | 0% | 0 | 0
1991-02-11 04:00 | 2 | 0 | 0 | 0% | 0 | 0
1991-02-11 05:00 | 2 | 0 | 0 | 0% | 0 | 0
1991-02-11 06:00 | 2 | 244.081 | 242.861 | 99.5% | 244.081 | 242.861
1991-02-11 07:00 | 2 | 18244.3 | 18153.0645 | 99.5% | 18244.3 | 18153.0645
1991-02-11 08:00 | 2 | 52171.8 | 51910.9727 | 99.5% | 50000 | 49750.0303
1991-02-11 09:00 | 2 | 68086.5 | 67746.0469 | 99.5% | 50000 | 49749.9849
1991-02-11 10:00 | 2 | 81284.6 | 80878.1484 | 99.5% | 50000 | 49749.9824
1991-02-11 11:00 | 2 | 119458 | 118861.1172 | 99.5% | 50000 | 49750.1704
1991-02-11 12:00 | 2 | 117854 | 117264.3828 | 99.5% | 50000 | 49749.8527
1991-02-11 13:00 | 2 | 109272 | 108725.6719 | 99.5% | 50000 | 49750.0146
1991-02-11 14:00 | 2 | 97433.6 | 96946.3828 | 99.5% | 50000 | 49749.9748
1991-02-11 15:00 | 2 | 45711.8 | 45483.1953 | 99.5% | 45711.8 | 45483.1953
1991-02-11 16:00 | 2 | 18279 | 18187.5957 | 99.5% | 18279 | 18187.5957
1991-02-11 17:00 | 2 | 1144.51 | 1138.7863 | 99.5% | 1144.51 | 1138.7863
1991-02-11 18:00 | 2 | 0 | 0 | 0% | 0 | 0
1991-02-11 19:00 | 2 | 0 | 0 | 0% | 0 | 0
1991-02-11 20:00 | 2 | 0 | 0 | 0% | 0 | 0
1991-02-11 21:00 | 2 | 0 | 0 | 0% | 0 | 0
1991-02-11 22:00 | 2 | 0 | 0 | 0% | 0 | 0
1991-02-11 23:00 | 2 | 0 | 0 | 0% | 0 | 0
1991-02-12 | 2 | 0 | 0 | 0% | 0 | 0
1991-02-12 01:00 | 2 | 0 | 0 | 0% | 0 | 0
1991-02-12 02:00 | 2 | 0 | 0 | 0% | 0 | 0
1991-02-12 03:00 | 2 | 0 | 0 | 0% | 0 | 0
1991-02-12 04:00 | 2 | 0 | 0 | 0% | 0 | 0
1991-02-12 05:00 | 2 | 0 | 0 | 0% | 0 | 0
1991-02-12 06:00 | 2 | 65.1198 | 64.7942 | 99.5% | 65.1198 | 64.7942
1991-02-12 07:00 | 2 | 4892.41 | 4867.9468 | 99.5% | 4892.41 | 4867.9468
1991-02-12 08:00 | 2 | 61130.4 | 60824.707 | 99.5% | 50000 | 49749.9665
1991-02-12 09:00 | 2 | 73499.7 | 73132.2188 | 99.5% | 50000 | 49750.0117
1991-02-12 10:00 | 2 | 107536 | 106998.4141 | 99.5% | 50000 | 49750.0437
1991-02-12 11:00 | 2 | 136509 | 135826.2969 | 99.5% | 50000 | 49749.9421
1991-02-12 12:00 | 2 | 144407 | 143685.125 | 99.5% | 50000 | 49750.0554
1991-02-12 13:00 | 2 | 136818 | 136133.9531 | 99.5% | 50000 | 49750.0158
1991-02-12 14:00 | 2 | 96743.7 | 96260.0078 | 99.5% | 50000 | 49750.0136
1991-02-12 15:00 | 2 | 55770.4 | 55491.543 | 99.5% | 50000 | 49749.9955
1991-02-12 16:00 | 2 | 20743.5 | 20639.7441 | 99.5% | 20743.5 | 20639.7441
1991-02-12 17:00 | 2 | 475.33 | 472.9532 | 99.5% | 475.33 | 472.9532
1991-02-12 18:00 | 2 | 0 | 0 | 0% | 0 | 0
1991-02-12 19:00 | 2 | 0 | 0 | 0% | 0 | 0
1991-02-12 20:00 | 2 | 0 | 0 | 0% | 0 | 0
1991-02-12 21:00 | 2 | 0 | 0 | 0% | 0 | 0
1991-02-12 22:00 | 2 | 0 | 0 | 0% | 0 | 0
1991-02-12 23:00 | 2 | 0 | 0 | 0% | 0 | 0
1991-02-13 | 2 | 0 | 0 | 0% | 0 | 0
1991-02-13 01:00 | 2 | 0 | 0 | 0% | 0 | 0
1991-02-13 02:00 | 2 | 0 | 0 | 0% | 0 | 0
1991-02-13 03:00 | 2 | 0 | 0 | 0% | 0 | 0
1991-02-13 04:00 | 2 | 0 | 0 | 0% | 0 | 0
1991-02-13 05:00 | 2 | 0 | 0 | 0% | 0 | 0
1991-02-13 06:00 | 2 | 243.518 | 242.3007 | 99.5% | 243.518 | 242.3007
1991-02-13 07:00 | 2 | 15792.2 | 15713.1982 | 99.5% | 15792.2 | 15713.1982
1991-02-13 08:00 | 2 | 65257.1 | 64930.832 | 99.5% | 50000 | 49750.0134
1991-02-13 09:00 | 2 | 99904 | 99404.5078 | 99.5% | 50000 | 49750.0139
1991-02-13 10:00 | 2 | 106600 | 106066.7812 | 99.5% | 50000 | 49749.8974
1991-02-13 11:00 | 2 | 133054 | 132389.1094 | 99.5% | 50000 | 49750.1426
1991-02-13 12:00 | 2 | 139275 | 138578.3906 | 99.5% | 50000 | 49749.9159
1991-02-13 13:00 | 2 | 117441 | 116853.8438 | 99.5% | 50000 | 49750.0208
1991-02-13 14:00 | 2 | 95685 | 95206.5938 | 99.5% | 50000 | 49750.0098
1991-02-13 15:00 | 2 | 59857.9 | 59558.6094 | 99.5% | 50000 | 49749.9991
1991-02-13 16:00 | 2 | 24535.1 | 24412.4414 | 99.5% | 24535.1 | 24412.4414
1991-02-13 17:00 | 2 | 2297.18 | 2285.6897 | 99.5% | 2297.18 | 2285.6897
1991-02-13 18:00 | 2 | 0 | 0 | 0% | 0 | 0
1991-02-13 19:00 | 2 | 0 | 0 | 0% | 0 | 0
1991-02-13 20:00 | 2 | 0 | 0 | 0% | 0 | 0
1991-02-13 21:00 | 2 | 0 | 0 | 0% | 0 | 0
1991-02-13 22:00 | 2 | 0 | 0 | 0% | 0 | 0
1991-02-13 23:00 | 2 | 0 | 0 | 0% | 0 | 0
1991-02-14 | 2 | 0 | 0 | 0% | 0 | 0
1991-02-14 01:00 | 2 | 0 | 0 | 0% | 0 | 0
1991-02-14 02:00 | 2 | 0 | 0 | 0% | 0 | 0
1991-02-14 03:00 | 2 | 0 | 0 | 0% | 0 | 0
1991-02-14 04:00 | 2 | 0 | 0 | 0% | 0 | 0
1991-02-14 05:00 | 2 | 0 | 0 | 0% | 0 | 0
1991-02-14 06:00 | 2 | 600.098 | 597.0978 | 99.5% | 600.098 | 597.0978
1991-02-14 07:00 | 2 | 20170.5 | 20069.6934 | 99.5% | 20170.5 | 20069.6934
1991-02-14 08:00 | 2 | 44724.5 | 44500.8984 | 99.5% | 44724.5 | 44500.8984
1991-02-14 09:00 | 2 | 93998.8 | 93528.7656 | 99.5% | 50000 | 49749.9785
1991-02-14 10:00 | 2 | 114730 | 114156.6719 | 99.5% | 50000 | 49750.1403
1991-02-14 11:00 | 2 | 129573 | 128924.6641 | 99.5% | 50000 | 49749.8183
1991-02-14 12:00 | 2 | 131716 | 131057.8359 | 99.5% | 50000 | 49750.1579
1991-02-14 13:00 | 2 | 111247 | 110691.1328 | 99.5% | 50000 | 49750.1653
1991-02-14 14:00 | 2 | 87233.1 | 86796.9453 | 99.5% | 50000 | 49750.0062
1991-02-14 15:00 | 2 | 56958.6 | 56673.7812 | 99.5% | 50000 | 49749.9774
1991-02-14 16:00 | 2 | 22114.6 | 22004.0625 | 99.5% | 22114.6 | 22004.0625
1991-02-14 17:00 | 2 | 477.659 | 475.2708 | 99.5% | 477.659 | 475.2708
1991-02-14 18:00 | 2 | 0 | 0 | 0% | 0 | 0
1991-02-14 19:00 | 2 | 0 | 0 | 0% | 0 | 0
1991-02-14 20:00 | 2 | 0 | 0 | 0% | 0 | 0
1991-02-14 21:00 | 2 | 0 | 0 | 0% | 0 | 0
1991-02-14 22:00 | 2 | 0 | 0 | 0% | 0 | 0
1991-02-14 23:00 | 2 | 0 | 0 | 0% | 0 | 0
1991-02-15 | 2 | 0 | 0 | 0% | 0 | 0
1991-02-15 01:00 | 2 | 0 | 0 | 0% | 0 | 0
1991-02-15 02:00 | 2 | 0 | 0 | 0% | 0 | 0
1991-02-15 03:00 | 2 | 0 | 0 | 0% | 0 | 0
1991-02-15 04:00 | 2 | 0 | 0 | 0% | 0 | 0
1991-02-15 05:00 | 2 | 0 | 0 | 0% | 0 | 0
1991-02-15 06:00 | 2 | 660.121 | 656.8207 | 99.5% | 660.121 | 656.8207
1991-02-15 07:00 | 2 | 18976.6 | 18881.7578 | 99.5% | 18976.6 | 18881.7578
1991-02-15 08:00 | 2 | 48246.6 | 48005.3984 | 99.5% | 48246.6 | 48005.3984
1991-02-15 09:00 | 2 | 61352.7 | 61045.9531 | 99.5% | 50000 | 49750.0135
1991-02-15 10:00 | 2 | 69054.2 | 68708.9609 | 99.5% | 50000 | 49750.0231
1991-02-15 11:00 | 2 | 41827.3 | 41618.2031 | 99.5% | 41827.3 | 41618.2031
1991-02-15 12:00 | 2 | 42227.9 | 42016.7344 | 99.5% | 42227.9 | 42016.7344
1991-02-15 13:00 | 2 | 88945.8 | 88501.0391 | 99.5% | 50000 | 49749.982
1991-02-15 14:00 | 2 | 64769.7 | 64445.8789 | 99.5% | 50000 | 49750.0212
1991-02-15 15:00 | 2 | 48023.2 | 47783.0508 | 99.5% | 48023.2 | 47783.0508
1991-02-15 16:00 | 2 | 14724.7 | 14651.0322 | 99.5% | 14724.7 | 14651.0322
1991-02-15 17:00 | 2 | 955.647 | 950.8683 | 99.5% | 955.647 | 950.8683
1991-02-15 18:00 | 2 | 0 | 0 | 0% | 0 | 0
1991-02-15 19:00 | 2 | 0 | 0 | 0% | 0 | 0
1991-02-15 20:00 | 2 | 0 | 0 | 0% | 0 | 0
1991-02-15 21:00 | 2 | 0 | 0 | 0% | 0 | 0
1991-02-15 22:00 | 2 | 0 | 0 | 0% | 0 | 0
1991-02-15 23:00 | 2 | 0 | 0 | 0% | 0 | 0
1991-02-16 | 2 | 0 | 0 | 0% | 0 | 0
1991-02-16 01:00 | 2 | 0 | 0 | 0% | 0 | 0
1991-02-16 02:00 | 2 | 0 | 0 | 0% | 0 | 0
1991-02-16 03:00 | 2 | 0 | 0 | 0% | 0 | 0
1991-02-16 04:00 | 2 | 0 | 0 | 0% | 0 | 0
1991-02-16 05:00 | 2 | 0 | 0 | 0% | 0 | 0
1991-02-16 06:00 | 2 | 141.4 | 140.6935 | 99.5% | 141.4 | 140.6935
1991-02-16 07:00 | 2 | 9098.19 | 9052.6982 | 99.5% | 9098.19 | 9052.6982
1991-02-16 08:00 | 2 | 21660.6 | 21552.3105 | 99.5% | 21660.6 | 21552.3105
1991-02-16 09:00 | 2 | 32482.5 | 32320.0762 | 99.5% | 32482.5 | 32320.0762
1991-02-16 10:00 | 2 | 40230.7 | 40029.4961 | 99.5% | 40230.7 | 40029.4961
1991-02-16 11:00 | 2 | 44173.6 | 43952.7656 | 99.5% | 44173.6 | 43952.7656
1991-02-16 12:00 | 2 | 44654.1 | 44430.8516 | 99.5% | 44654.1 | 44430.8516
1991-02-16 13:00 | 2 | 40782.8 | 40578.8359 | 99.5% | 40782.8 | 40578.8359
1991-02-16 14:00 | 2 | 59273.5 | 58977.1016 | 99.5% | 50000 | 49749.9739
1991-02-16 15:00 | 2 | 22957 | 22842.2344 | 99.5% | 22957 | 22842.2344
1991-02-16 16:00 | 2 | 21140.6 | 21034.9277 | 99.5% | 21140.6 | 21034.9277
1991-02-16 17:00 | 2 | 360.681 | 358.8779 | 99.5% | 360.681 | 358.8779
1991-02-16 18:00 | 2 | 0 | 0 | 0% | 0 | 0
1991-02-16 19:00 | 2 | 0 | 0 | 0% | 0 | 0
1991-02-16 20:00 | 2 | 0 | 0 | 0% | 0 | 0
1991-02-16 21:00 | 2 | 0 | 0 | 0% | 0 | 0
1991-02-16 22:00 | 2 | 0 | 0 | 0% | 0 | 0
1991-02-16 23:00 | 2 | 0 | 0 | 0% | 0 | 0
1991-02-17 | 2 | 0 | 0 | 0% | 0 | 0
1991-02-17 01:00 | 2 | 0 | 0 | 0% | 0 | 0
1991-02-17 02:00 | 2 | 0 | 0 | 0% | 0 | 0
1991-02-17 03:00 | 2 | 0 | 0 | 0% | 0 | 0
1991-02-17 04:00 | 2 | 0 | 0 | 0% | 0 | 0
1991-02-17 05:00 | 2 | 0 | 0 | 0% | 0 | 0
1991-02-17 06:00 | 2 | 507.111 | 504.5757 | 99.5% | 507.111 | 504.5757
1991-02-17 07:00 | 2 | 16514.4 | 16431.7988 | 99.5% | 16514.4 | 16431.7988
1991-02-17 08:00 | 2 | 54264.9 | 53993.6094 | 99.5% | 50000 | 49750.0312
1991-02-17 09:00 | 2 | 28638.8 | 28495.6387 | 99.5% | 28638.8 | 28495.6387
1991-02-17 10:00 | 2 | 97868.2 | 97378.9141 | 99.5% | 50000 | 49750.0281
1991-02-17 11:00 | 2 | 73407.3 | 73040.2812 | 99.5% | 50000 | 49750.0121
1991-02-17 12:00 | 2 | 87912.4 | 87472.8594 | 99.5% | 50000 | 49750.0122
1991-02-17 13:00 | 2 | 71324.1 | 70967.5078 | 99.5% | 50000 | 49750.0198
1991-02-17 14:00 | 2 | 86713.8 | 86280.2109 | 99.5% | 50000 | 49749.9884
1991-02-17 15:00 | 2 | 32497.8 | 32335.3418 | 99.5% | 32497.8 | 32335.3418
1991-02-17 16:00 | 2 | 19716.2 | 19617.5723 | 99.5% | 19716.2 | 19617.5723
1991-02-17 17:00 | 2 | 1357.06 | 1350.2786 | 99.5% | 1357.06 | 1350.2786
1991-02-17 18:00 | 2 | 0 | 0 | 0% | 0 | 0
1991-02-17 19:00 | 2 | 0 | 0 | 0% | 0 | 0
1991-02-17 20:00 | 2 | 0 | 0 | 0% | 0 | 0
1991-02-17 21:00 | 2 | 0 | 0 | 0% | 0 | 0
1991-02-17 22:00 | 2 | 0 | 0 | 0% | 0 | 0
1991-02-17 23:00 | 2 | 0 | 0 | 0% | 0 | 0
1991-02-18 | 2 | 0 | 0 | 0% | 0 | 0
1991-02-18 01:00 | 2 | 0 | 0 | 0% | 0 | 0
1991-02-18 02:00 | 2 | 0 | 0 | 0% | 0 | 0
1991-02-18 03:00 | 2 | 0 | 0 | 0% | 0 | 0
1991-02-18 04:00 | 2 | 0 | 0 | 0% | 0 | 0
1991-02-18 05:00 | 2 | 0 | 0 | 0% | 0 | 0
1991-02-18 06:00 | 2 | 343.991 | 342.2714 | 99.5% | 343.991 | 342.2714
1991-02-18 07:00 | 2 | 24878.5 | 24754.0957 | 99.5% | 24878.5 | 24754.0957
1991-02-18 08:00 | 2 | 69672.2 | 69323.8906 | 99.5% | 50000 | 49750.037
1991-02-18 09:00 | 2 | 100810 | 100306.4297 | 99.5% | 50000 | 49750.2379
1991-02-18 10:00 | 2 | 119244 | 118647.9297 | 99.5% | 50000 | 49750.0628
1991-02-18 11:00 | 2 | 144041 | 143321.1406 | 99.5% | 50000 | 49750.12
1991-02-18 12:00 | 2 | 155203 | 154426.9688 | 99.5% | 50000 | 49749.9948
1991-02-18 13:00 | 2 | 147834 | 147094.875 | 99.5% | 50000 | 49750.0152
1991-02-18 14:00 | 2 | 107997 | 107457.0547 | 99.5% | 50000 | 49750.0184
1991-02-18 15:00 | 2 | 64293.9 | 63972.4336 | 99.5% | 50000 | 49750.0024
1991-02-18 16:00 | 2 | 25057.7 | 24932.3926 | 99.5% | 25057.7 | 24932.3926
1991-02-18 17:00 | 2 | 1004.04 | 999.0181 | 99.5% | 1004.04 | 999.0181
1991-02-18 18:00 | 2 | 0 | 0 | 0% | 0 | 0
1991-02-18 19:00 | 2 | 0 | 0 | 0% | 0 | 0
1991-02-18 20:00 | 2 | 0 | 0 | 0% | 0 | 0
1991-02-18 21:00 | 2 | 0 | 0 | 0% | 0 | 0
1991-02-18 22:00 | 2 | 0 | 0 | 0% | 0 | 0
1991-02-18 23:00 | 2 | 0 | 0 | 0% | 0 | 0
1991-02-19 | 2 | 0 | 0 | 0% | 0 | 0
1991-02-19 01:00 | 2 | 0 | 0 | 0% | 0 | 0
1991-02-19 02:00 | 2 | 0 | 0 | 0% | 0 | 0
1991-02-19 03:00 | 2 | 0 | 0 | 0% | 0 | 0
1991-02-19 04:00 | 2 | 0 | 0 | 0% | 0 | 0
1991-02-19 05:00 | 2 | 0 | 0 | 0% | 0 | 0
1991-02-19 06:00 | 2 | 326.932 | 325.2976 | 99.5% | 326.932 | 325.2976
1991-02-19 07:00 | 2 | 27352.8 | 27216.0566 | 99.5% | 27352.8 | 27216.0566
1991-02-19 08:00 | 2 | 72290.9 | 71929.4062 | 99.5% | 50000 | 49749.9729
1991-02-19 09:00 | 2 | 96637.2 | 96153.9922 | 99.5% | 50000 | 49749.9887
1991-02-19 10:00 | 2 | 111068 | 110512.2109 | 99.5% | 50000 | 49749.7978
1991-02-19 11:00 | 2 | 141697 | 140988.2031 | 99.5% | 50000 | 49749.89
1991-02-19 12:00 | 2 | 156698 | 155914.8594 | 99.5% | 50000 | 49750.1115
1991-02-19 13:00 | 2 | 147074 | 146338.6875 | 99.5% | 50000 | 49750.0195
1991-02-19 14:00 | 2 | 108637 | 108094.1719 | 99.5% | 50000 | 49750.1643
1991-02-19 15:00 | 2 | 64647.1 | 64323.8398 | 99.5% | 50000 | 49749.9809
1991-02-19 16:00 | 2 | 26089.6 | 25959.1699 | 99.5% | 26089.6 | 25959.1699
1991-02-19 17:00 | 2 | 1086.42 | 1080.9858 | 99.5% | 1086.42 | 1080.9858
1991-02-19 18:00 | 2 | 0 | 0 | 0% | 0 | 0
1991-02-19 19:00 | 2 | 0 | 0 | 0% | 0 | 0
1991-02-19 20:00 | 2 | 0 | 0 | 0% | 0 | 0
1991-02-19 21:00 | 2 | 0 | 0 | 0% | 0 | 0
1991-02-19 22:00 | 2 | 0 | 0 | 0% | 0 | 0
1991-02-19 23:00 | 2 | 0 | 0 | 0% | 0 | 0
1991-02-20 | 2 | 0 | 0 | 0% | 0 | 0
1991-02-20 01:00 | 2 | 0 | 0 | 0% | 0 | 0
1991-02-20 02:00 | 2 | 0 | 0 | 0% | 0 | 0
1991-02-20 03:00 | 2 | 0 | 0 | 0% | 0 | 0
1991-02-20 04:00 | 2 | 0 | 0 | 0% | 0 | 0
1991-02-20 05:00 | 2 | 0 | 0 | 0% | 0 | 0
1991-02-20 06:00 | 2 | 478.265 | 475.8736 | 99.5% | 478.265 | 475.8736
1991-02-20 07:00 | 2 | 26760.2 | 26626.4004 | 99.5% | 26760.2 | 26626.4004
1991-02-20 08:00 | 2 | 71842.1 | 71482.9375 | 99.5% | 50000 | 49750.0334
1991-02-20 09:00 | 2 | 102944 | 102429.125 | 99.5% | 50000 | 49749.9247
1991-02-20 10:00 | 2 | 119541 | 118943.3828 | 99.5% | 50000 | 49750.0367
1991-02-20 11:00 | 2 | 141743 | 141034.6562 | 99.5% | 50000 | 49750.131
1991-02-20 12:00 | 2 | 150643 | 149890.1406 | 99.5% | 50000 | 49750.118
1991-02-20 13:00 | 2 | 132240 | 131578.7344 | 99.5% | 50000 | 49749.9752
1991-02-20 14:00 | 2 | 91599.1 | 91141.1562 | 99.5% | 50000 | 49750.0282
1991-02-20 15:00 | 2 | 61297.9 | 60991.3945 | 99.5% | 50000 | 49749.987
1991-02-20 16:00 | 2 | 25303.3 | 25176.7461 | 99.5% | 25303.3 | 25176.7461
1991-02-20 17:00 | 2 | 1405.42 | 1398.3942 | 99.5% | 1405.42 | 1398.3942
1991-02-20 18:00 | 2 | 0 | 0 | 0% | 0 | 0
1991-02-20 19:00 | 2 | 0 | 0 | 0% | 0 | 0
1991-02-20 20:00 | 2 | 0 | 0 | 0% | 0 | 0
1991-02-20 21:00 | 2 | 0 | 0 | 0% | 0 | 0
1991-02-20 22:00 | 2 | 0 | 0 | 0% | 0 | 0
1991-02-20 23:00 | 2 | 0 | 0 | 0% | 0 | 0
1991-02-21 | 2 | 0 | 0 | 0% | 0 | 0
1991-02-21 01:00 | 2 | 0 | 0 | 0% | 0 | 0
1991-02-21 02:00 | 2 | 0 | 0 | 0% | 0 | 0
1991-02-21 03:00 | 2 | 0 | 0 | 0% | 0 | 0
1991-02-21 04:00 | 2 | 0 | 0 | 0% | 0 | 0
1991-02-21 05:00 | 2 | 0 | 0 | 0% | 0 | 0
1991-02-21 06:00 | 2 | 1159.97 | 1154.171 | 99.5% | 1159.97 | 1154.171
1991-02-21 07:00 | 2 | 27465.1 | 27327.7695 | 99.5% | 27465.1 | 27327.7695
1991-02-21 08:00 | 2 | 69410 | 69062.9141 | 99.5% | 50000 | 49749.9741
1991-02-21 09:00 | 2 | 98599.1 | 98106.1328 | 99.5% | 50000 | 49750.0144
1991-02-21 10:00 | 2 | 120120 | 119519.8125 | 99.5% | 50000 | 49750.1717
1991-02-21 11:00 | 2 | 142345 | 141633.0625 | 99.5% | 50000 | 49749.9254
1991-02-21 12:00 | 2 | 160478 | 159675.7344 | 99.5% | 50000 | 49750.0388
1991-02-21 13:00 | 2 | 150169 | 149418.0781 | 99.5% | 50000 | 49749.9744
1991-02-21 14:00 | 2 | 104889 | 104364.8828 | 99.5% | 50000 | 49750.1563
1991-02-21 15:00 | 2 | 64317.3 | 63995.6992 | 99.5% | 50000 | 49749.9889
1991-02-21 16:00 | 2 | 29915.2 | 29765.6445 | 99.5% | 29915.2 | 29765.6445
1991-02-21 17:00 | 2 | 1052.15 | 1046.8843 | 99.5% | 1052.15 | 1046.8843
1991-02-21 18:00 | 2 | 0 | 0 | 0% | 0 | 0
1991-02-21 19:00 | 2 | 0 | 0 | 0% | 0 | 0
1991-02-21 20:00 | 2 | 0 | 0 | 0% | 0 | 0
1991-02-21 21:00 | 2 | 0 | 0 | 0% | 0 | 0
1991-02-21 22:00 | 2 | 0 | 0 | 0% | 0 | 0
1991-02-21 23:00 | 2 | 0 | 0 | 0% | 0 | 0
1991-02-22 | 2 | 0 | 0 | 0% | 0 | 0
1991-02-22 01:00 | 2 | 0 | 0 | 0% | 0 | 0
1991-02-22 02:00 | 2 | 0 | 0 | 0% | 0 | 0
1991-02-22 03:00 | 2 | 0 | 0 | 0% | 0 | 0
1991-02-22 04:00 | 2 | 0 | 0 | 0% | 0 | 0
1991-02-22 05:00 | 2 | 0 | 0 | 0% | 0 | 0
1991-02-22 06:00 | 2 | 242.513 | 241.3001 | 99.5% | 242.513 | 241.3001
1991-02-22 07:00 | 2 | 6769.82 | 6735.9722 | 99.5% | 6769.82 | 6735.9722
1991-02-22 08:00 | 2 | 56969.9 | 56685.0469 | 99.5% | 50000 | 49749.9968
1991-02-22 09:00 | 2 | 68792.5 | 68448.4922 | 99.5% | 50000 | 49749.9671
1991-02-22 10:00 | 2 | 94615.8 | 94142.7109 | 99.5% | 50000 | 49749.9947
1991-02-22 11:00 | 2 | 120986 | 120381.2656 | 99.5% | 50000 | 49750.0808
1991-02-22 12:00 | 2 | 117908 | 117318.0938 | 99.5% | 50000 | 49749.8447
1991-02-22 13:00 | 2 | 92293.9 | 91832.3906 | 99.5% | 50000 | 49749.9784
1991-02-22 14:00 | 2 | 100251 | 99749.7031 | 99.5% | 50000 | 49749.9791
1991-02-22 15:00 | 2 | 63606.5 | 63288.4258 | 99.5% | 50000 | 49749.9672
1991-02-22 16:00 | 2 | 21720.6 | 21611.9609 | 99.5% | 21720.6 | 21611.9609
1991-02-22 17:00 | 2 | 1565.03 | 1557.2097 | 99.5% | 1565.03 | 1557.2097
1991-02-22 18:00 | 2 | 0 | 0 | 0% | 0 | 0
1991-02-22 19:00 | 2 | 0 | 0 | 0% | 0 | 0
1991-02-22 20:00 | 2 | 0 | 0 | 0% | 0 | 0
1991-02-22 21:00 | 2 | 0 | 0 | 0% | 0 | 0
1991-02-22 22:00 | 2 | 0 | 0 | 0% | 0 | 0
1991-02-22 23:00 | 2 | 0 | 0 | 0% | 0 | 0
1991-02-23 | 2 | 0 | 0 | 0% | 0 | 0
1991-02-23 01:00 | 2 | 0 | 0 | 0% | 0 | 0
1991-02-23 02:00 | 2 | 0 | 0 | 0% | 0 | 0
1991-02-23 03:00 | 2 | 0 | 0 | 0% | 0 | 0
1991-02-23 04:00 | 2 | 0 | 0 | 0% | 0 | 0
1991-02-23 05:00 | 2 | 0 | 0 | 0% | 0 | 0
1991-02-23 06:00 | 2 | 1100.49 | 1094.9834 | 99.5% | 1100.49 | 1094.9834
1991-02-23 07:00 | 2 | 21428.4 | 21321.2715 | 99.5% | 21428.4 | 21321.2715
1991-02-23 08:00 | 2 | 40276.4 | 40075.0039 | 99.5% | 40276.4 | 40075.0039
1991-02-23 09:00 | 2 | 83505.4 | 83087.9141 | 99.5% | 50000 | 49750.0246
1991-02-23 10:00 | 2 | 88926.6 | 88481.9219 | 99.5% | 50000 | 49749.9746
1991-02-23 11:00 | 2 | 130234 | 129583.0156 | 99.5% | 50000 | 49750.0713
1991-02-23 12:00 | 2 | 157870 | 157080.3906 | 99.5% | 50000 | 49749.9179
1991-02-23 13:00 | 2 | 138664 | 137970.7969 | 99.5% | 50000 | 49750.0421
1991-02-23 14:00 | 2 | 105494 | 104966.9062 | 99.5% | 50000 | 49750.1783
1991-02-23 15:00 | 2 | 62863.5 | 62549.2109 | 99.5% | 50000 | 49750.0226
1991-02-23 16:00 | 2 | 26579.9 | 26446.9785 | 99.5% | 26579.9 | 26446.9785
1991-02-23 17:00 | 2 | 1809.11 | 1800.0598 | 99.5% | 1809.11 | 1800.0598
1991-02-23 18:00 | 2 | 0 | 0 | 0% | 0 | 0
1991-02-23 19:00 | 2 | 0 | 0 | 0% | 0 | 0
1991-02-23 20:00 | 2 | 0 | 0 | 0% | 0 | 0
1991-02-23 21:00 | 2 | 0 | 0 | 0% | 0 | 0
1991-02-23 22:00 | 2 | 0 | 0 | 0% | 0 | 0
1991-02-23 23:00 | 2 | 0 | 0 | 0% | 0 | 0
1991-02-24 | 2 | 0 | 0 | 0% | 0 | 0
1991-02-24 01:00 | 2 | 0 | 0 | 0% | 0 | 0
1991-02-24 02:00 | 2 | 0 | 0 | 0% | 0 | 0
1991-02-24 03:00 | 2 | 0 | 0 | 0% | 0 | 0
1991-02-24 04:00 | 2 | 0 | 0 | 0% | 0 | 0
1991-02-24 05:00 | 2 | 0 | 0 | 0% | 0 | 0
1991-02-24 06:00 | 2 | 682.626 | 679.2131 | 99.5% | 682.626 | 679.2131
1991-02-24 07:00 | 2 | 10909.6 | 10855.0674 | 99.5% | 10909.6 | 10855.0674
1991-02-24 08:00 | 2 | 52614.3 | 52351.2344 | 99.5% | 50000 | 49750.0056
1991-02-24 09:00 | 2 | 95351 | 94874.2734 | 99.5% | 50000 | 49750.0149
1991-02-24 10:00 | 2 | 126717 | 126083.0938 | 99.5% | 50000 | 49749.8732
1991-02-24 11:00 | 2 | 150415 | 149663.125 | 99.5% | 50000 | 49750.0665
1991-02-24 12:00 | 2 | 160973 | 160167.9844 | 99.5% | 50000 | 49749.9532
1991-02-24 13:00 | 2 | 143522 | 142804.1562 | 99.5% | 50000 | 49749.9186
1991-02-24 14:00 | 2 | 104799 | 104274.8672 | 99.5% | 50000 | 49749.9342
1991-02-24 15:00 | 2 | 68154.9 | 67814.1641 | 99.5% | 50000 | 49750.0283
1991-02-24 16:00 | 2 | 28540.9 | 28398.2363 | 99.5% | 28540.9 | 28398.2363
1991-02-24 17:00 | 2 | 1787.7 | 1778.7634 | 99.5% | 1787.7 | 1778.7634
1991-02-24 18:00 | 2 | 0 | 0 | 0% | 0 | 0
1991-02-24 19:00 | 2 | 0 | 0 | 0% | 0 | 0
1991-02-24 20:00 | 2 | 0 | 0 | 0% | 0 | 0
1991-02-24 21:00 | 2 | 0 | 0 | 0% | 0 | 0
1991-02-24 22:00 | 2 | 0 | 0 | 0% | 0 | 0
1991-02-24 23:00 | 2 | 0 | 0 | 0% | 0 | 0
1991-02-25 | 2 | 0 | 0 | 0% | 0 | 0
1991-02-25 01:00 | 2 | 0 | 0 | 0% | 0 | 0
1991-02-25 02:00 | 2 | 0 | 0 | 0% | 0 | 0
1991-02-25 03:00 | 2 | 0 | 0 | 0% | 0 | 0
1991-02-25 04:00 | 2 | 0 | 0 | 0% | 0 | 0
1991-02-25 05:00 | 2 | 0 | 0 | 0% | 0 | 0
1991-02-25 06:00 | 2 | 1647.37 | 1639.13 | 99.5% | 1647.37 | 1639.13
1991-02-25 07:00 | 2 | 24743.2 | 24619.4355 | 99.5% | 24743.2 | 24619.4355
1991-02-25 08:00 | 2 | 62202.7 | 61891.6484 | 99.5% | 50000 | 49749.9694
1991-02-25 09:00 | 2 | 105277 | 104750.7578 | 99.5% | 50000 | 49750.0678
1991-02-25 10:00 | 2 | 109003 | 108457.7734 | 99.5% | 50000 | 49749.903
1991-02-25 11:00 | 2 | 131035 | 130380.1797 | 99.5% | 50000 | 49750.1353
1991-02-25 12:00 | 2 | 133168 | 132502.1094 | 99.5% | 50000 | 49749.981
1991-02-25 13:00 | 2 | 87574.1 | 87136.1875 | 99.5% | 50000 | 49749.976
1991-02-25 14:00 | 2 | 34094.5 | 33924.0469 | 99.5% | 34094.5 | 33924.0469
1991-02-25 15:00 | 2 | 22958.2 | 22843.3828 | 99.5% | 22958.2 | 22843.3828
1991-02-25 16:00 | 2 | 15364 | 15287.1943 | 99.5% | 15364 | 15287.1943
1991-02-25 17:00 | 2 | 1585.89 | 1577.9564 | 99.5% | 1585.89 | 1577.9564
1991-02-25 18:00 | 2 | 0 | 0 | 0% | 0 | 0
1991-02-25 19:00 | 2 | 0 | 0 | 0% | 0 | 0
1991-02-25 20:00 | 2 | 0 | 0 | 0% | 0 | 0
1991-02-25 21:00 | 2 | 0 | 0 | 0% | 0 | 0
1991-02-25 22:00 | 2 | 0 | 0 | 0% | 0 | 0
1991-02-25 23:00 | 2 | 0 | 0 | 0% | 0 | 0
1991-02-26 | 2 | 0 | 0 | 0% | 0 | 0
1991-02-26 01:00 | 2 | 0 | 0 | 0% | 0 | 0
1991-02-26 02:00 | 2 | 0 | 0 | 0% | 0 | 0
1991-02-26 03:00 | 2 | 0 | 0 | 0% | 0 | 0
1991-02-26 04:00 | 2 | 0 | 0 | 0% | 0 | 0
1991-02-26 05:00 | 2 | 0 | 0 | 0% | 0 | 0
1991-02-26 06:00 | 2 | 863.817 | 859.4977 | 99.5% | 863.817 | 859.4977
1991-02-26 07:00 | 2 | 9933.1 | 9883.4316 | 99.5% | 9933.1 | 9883.4316
1991-02-26 08:00 | 2 | 22684 | 22570.5312 | 99.5% | 22684 | 22570.5312
1991-02-26 09:00 | 2 | 74804.6 | 74430.6016 | 99.5% | 50000 | 49750.0164
1991-02-26 10:00 | 2 | 126946 | 126311.0938 | 99.5% | 50000 | 49749.9306
1991-02-26 11:00 | 2 | 151067 | 150311.7031 | 99.5% | 50000 | 49750.0126
1991-02-26 12:00 | 2 | 149278 | 148531.3594 | 99.5% | 50000 | 49749.9161
1991-02-26 13:00 | 2 | 131987 | 131327.0625 | 99.5% | 50000 | 49749.9991
1991-02-26 14:00 | 2 | 61800.8 | 61491.8125 | 99.5% | 50000 | 49750.0133
1991-02-26 15:00 | 2 | 60739.3 | 60435.6055 | 99.5% | 50000 | 49750.0016
1991-02-26 16:00 | 2 | 34485.4 | 34313 | 99.5% | 34485.4 | 34313
1991-02-26 17:00 | 2 | 2948.48 | 2933.7415 | 99.5% | 2948.48 | 2933.7415
1991-02-26 18:00 | 2 | 0 | 0 | 0% | 0 | 0
1991-02-26 19:00 | 2 | 0 | 0 | 0% | 0 | 0
1991-02-26 20:00 | 2 | 0 | 0 | 0% | 0 | 0
1991-02-26 21:00 | 2 | 0 | 0 | 0% | 0 | 0
1991-02-26 22:00 | 2 | 0 | 0 | 0% | 0 | 0
1991-02-26 23:00 | 2 | 0 | 0 | 0% | 0 | 0
1991-02-27 | 2 | 0 | 0 | 0% | 0 | 0
1991-02-27 01:00 | 2 | 0 | 0 | 0% | 0 | 0
1991-02-27 02:00 | 2 | 0 | 0 | 0% | 0 | 0
1991-02-27 03:00 | 2 | 0 | 0 | 0% | 0 | 0
1991-02-27 04:00 | 2 | 0 | 0 | 0% | 0 | 0
1991-02-27 05:00 | 2 | 0 | 0 | 0% | 0 | 0
1991-02-27 06:00 | 2 | 1218 | 1211.9144 | 99.5% | 1218 | 1211.9144
1991-02-27 07:00 | 2 | 11165.7 | 11109.873 | 99.5% | 11165.7 | 11109.873
1991-02-27 08:00 | 2 | 24230.3 | 24109.123 | 99.5% | 24230.3 | 24109.123
1991-02-27 09:00 | 2 | 35033.6 | 34858.4805 | 99.5% | 35033.6 | 34858.4805
1991-02-27 10:00 | 2 | 42835.6 | 42621.4102 | 99.5% | 42835.6 | 42621.4102
1991-02-27 11:00 | 2 | 46932.7 | 46698.0312 | 99.5% | 46932.7 | 46698.0312
1991-02-27 12:00 | 2 | 46976.8 | 46741.9141 | 99.5% | 46976.8 | 46741.9141
1991-02-27 13:00 | 2 | 43266.3 | 43049.9492 | 99.5% | 43266.3 | 43049.9492
1991-02-27 14:00 | 2 | 35981 | 35801.1172 | 99.5% | 35981 | 35801.1172
1991-02-27 15:00 | 2 | 20627.1 | 20523.9766 | 99.5% | 20627.1 | 20523.9766
1991-02-27 16:00 | 2 | 12070.1 | 12009.7832 | 99.5% | 12070.1 | 12009.7832
1991-02-27 17:00 | 2 | 676.485 | 673.1025 | 99.5% | 676.485 | 673.1025
1991-02-27 18:00 | 2 | 0 | 0 | 0% | 0 | 0
1991-02-27 19:00 | 2 | 0 | 0 | 0% | 0 | 0
1991-02-27 20:00 | 2 | 0 | 0 | 0% | 0 | 0
1991-02-27 21:00 | 2 | 0 | 0 | 0% | 0 | 0
1991-02-27 22:00 | 2 | 0 | 0 | 0% | 0 | 0
1991-02-27 23:00 | 2 | 0 | 0 | 0% | 0 | 0
1991-02-28 | 2 | 0 | 0 | 0% | 0 | 0
1991-02-28 01:00 | 2 | 0 | 0 | 0% | 0 | 0
1991-02-28 02:00 | 2 | 0 | 0 | 0% | 0 | 0
1991-02-28 03:00 | 2 | 0 | 0 | 0% | 0 | 0
1991-02-28 04:00 | 2 | 0 | 0 | 0% | 0 | 0
1991-02-28 05:00 | 2 | 0 | 0 | 0% | 0 | 0
1991-02-28 06:00 | 2 | 3096.96 | 3081.4792 | 99.5% | 3096.96 | 3081.4792
1991-02-28 07:00 | 2 | 10981.2 | 10926.251 | 99.5% | 10981.2 | 10926.251
1991-02-28 08:00 | 2 | 24556.1 | 24433.3457 | 99.5% | 24556.1 | 24433.3457
1991-02-28 09:00 | 2 | 29108.4 | 28962.8789 | 99.5% | 29108.4 | 28962.8789
1991-02-28 10:00 | 2 | 77459.9 | 77072.5781 | 99.5% | 50000 | 49749.9856
1991-02-28 11:00 | 2 | 46670 | 46436.6172 | 99.5% | 46670 | 46436.6172
1991-02-28 12:00 | 2 | 47044.5 | 46809.3008 | 99.5% | 47044.5 | 46809.3008
1991-02-28 13:00 | 2 | 43406.8 | 43189.7539 | 99.5% | 43406.8 | 43189.7539
1991-02-28 14:00 | 2 | 35618.6 | 35440.4648 | 99.5% | 35618.6 | 35440.4648
1991-02-28 15:00 | 2 | 53315.8 | 53049.2695 | 99.5% | 50000 | 49750.0455
1991-02-28 16:00 | 2 | 11576.2 | 11518.332 | 99.5% | 11576.2 | 11518.332
1991-02-28 17:00 | 2 | 1216.14 | 1210.0587 | 99.5% | 1216.14 | 1210.0587
1991-02-28 18:00 | 2 | 0 | 0 | 0% | 0 | 0
1991-02-28 19:00 | 2 | 0 | 0 | 0% | 0 | 0
1991-02-28 20:00 | 2 | 0 | 0 | 0% | 0 | 0
1991-02-28 21:00 | 2 | 0 | 0 | 0% | 0 | 0
1991-02-28 22:00 | 2 | 0 | 0 | 0% | 0 | 0
1991-02-28 23:00 | 2 | 0 | 0 | 0% | 0 | 0
1979-03-01 | 3 | 0 | 0 | 0% | 0 | 0
1979-03-01 01:00 | 3 | 0 | 0 | 0% | 0 | 0
1979-03-01 02:00 | 3 | 0 | 0 | 0% | 0 | 0
1979-03-01 03:00 | 3 | 0 | 0 | 0% | 0 | 0
1979-03-01 04:00 | 3 | 0 | 0 | 0% | 0 | 0
1979-03-01 05:00 | 3 | 0 | 0 | 0% | 0 | 0
1979-03-01 06:00 | 3 | 2541.96 | 2529.2483 | 99.5% | 2541.96 | 2529.2483
1979-03-01 07:00 | 3 | 13841.6 | 13772.4062 | 99.5% | 13841.6 | 13772.4062
1979-03-01 08:00 | 3 | 31844.8 | 31685.584 | 99.5% | 31844.8 | 31685.584
1979-03-01 09:00 | 3 | 30000.8 | 29850.7773 | 99.5% | 30000.8 | 29850.7773
1979-03-01 10:00 | 3 | 63014 | 62698.9727 | 99.5% | 50000 | 49750.0338
1979-03-01 11:00 | 3 | 66872.6 | 66538.2422 | 99.5% | 50000 | 49750.0039
1979-03-01 12:00 | 3 | 44338.5 | 44116.7969 | 99.5% | 44338.5 | 44116.7969
1979-03-01 13:00 | 3 | 63852.3 | 63533.0117 | 99.5% | 50000 | 49749.979
1979-03-01 14:00 | 3 | 53961.9 | 53692.0508 | 99.5% | 50000 | 49749.9632
1979-03-01 15:00 | 3 | 25072.3 | 24946.918 | 99.5% | 25072.3 | 24946.918
1979-03-01 16:00 | 3 | 18171.3 | 18080.4297 | 99.5% | 18171.3 | 18080.4297
1979-03-01 17:00 | 3 | 4690.45 | 4666.9971 | 99.5% | 4690.45 | 4666.9971
1979-03-01 18:00 | 3 | 0 | 0 | 0% | 0 | 0
1979-03-01 19:00 | 3 | 0 | 0 | 0% | 0 | 0
1979-03-01 20:00 | 3 | 0 | 0 | 0% | 0 | 0
1979-03-01 21:00 | 3 | 0 | 0 | 0% | 0 | 0
1979-03-01 22:00 | 3 | 0 | 0 | 0% | 0 | 0
1979-03-01 23:00 | 3 | 0 | 0 | 0% | 0 | 0
1979-03-02 | 3 | 0 | 0 | 0% | 0 | 0
1979-03-02 01:00 | 3 | 0 | 0 | 0% | 0 | 0
1979-03-02 02:00 | 3 | 0 | 0 | 0% | 0 | 0
1979-03-02 03:00 | 3 | 0 | 0 | 0% | 0 | 0
1979-03-02 04:00 | 3 | 0 | 0 | 0% | 0 | 0
1979-03-02 05:00 | 3 | 0 | 0 | 0% | 0 | 0
1979-03-02 06:00 | 3 | 3611.64 | 3593.5774 | 99.5% | 3611.64 | 3593.5774
1979-03-02 07:00 | 3 | 27942.8 | 27803.0977 | 99.5% | 27942.8 | 27803.0977
1979-03-02 08:00 | 3 | 76423.3 | 76041.1797 | 99.5% | 50000 | 49749.9975
1979-03-02 09:00 | 3 | 99046.1 | 98550.8906 | 99.5% | 50000 | 49750.0107
1979-03-02 10:00 | 3 | 84807.8 | 84383.7969 | 99.5% | 50000 | 49750.0212
1979-03-02 11:00 | 3 | 132221 | 131559.4375 | 99.5% | 50000 | 49749.827
1979-03-02 12:00 | 3 | 154731 | 153957.0781 | 99.5% | 50000 | 49749.9138
1979-03-02 13:00 | 3 | 146967 | 146232.0312 | 99.5% | 50000 | 49749.9545
1979-03-02 14:00 | 3 | 109505 | 108957.2734 | 99.5% | 50000 | 49749.908
1979-03-02 15:00 | 3 | 71527 | 71169.3516 | 99.5% | 50000 | 49749.9906
1979-03-02 16:00 | 3 | 30981.5 | 30826.5625 | 99.5% | 30981.5 | 30826.5625
1979-03-02 17:00 | 3 | 4735.24 | 4711.5674 | 99.5% | 4735.24 | 4711.5674
1979-03-02 18:00 | 3 | 0 | 0 | 0% | 0 | 0
1979-03-02 19:00 | 3 | 0 | 0 | 0% | 0 | 0
1979-03-02 20:00 | 3 | 0 | 0 | 0% | 0 | 0
1979-03-02 21:00 | 3 | 0 | 0 | 0% | 0 | 0
1979-03-02 22:00 | 3 | 0 | 0 | 0% | 0 | 0
1979-03-02 23:00 | 3 | 0 | 0 | 0% | 0 | 0
1979-03-03 | 3 | 0 | 0 | 0% | 0 | 0
1979-03-03 01:00 | 3 | 0 | 0 | 0% | 0 | 0
1979-03-03 02:00 | 3 | 0 | 0 | 0% | 0 | 0
1979-03-03 03:00 | 3 | 0 | 0 | 0% | 0 | 0
1979-03-03 04:00 | 3 | 0 | 0 | 0% | 0 | 0
1979-03-03 05:00 | 3 | 0 | 0 | 0% | 0 | 0
1979-03-03 06:00 | 3 | 3676.51 | 3658.126 | 99.5% | 3676.51 | 3658.126
1979-03-03 07:00 | 3 | 36336.1 | 36154.3906 | 99.5% | 36336.1 | 36154.3906
1979-03-03 08:00 | 3 | 80401 | 79998.9922 | 99.5% | 50000 | 49749.9983
1979-03-03 09:00 | 3 | 111182 | 110626.0703 | 99.5% | 50000 | 49749.9911
1979-03-03 10:00 | 3 | 129144 | 128497.9844 | 99.5% | 50000 | 49749.8855
1979-03-03 11:00 | 3 | 145220 | 144493.9062 | 99.5% | 50000 | 49750.0022
1979-03-03 12:00 | 3 | 127543 | 126905.4297 | 99.5% | 50000 | 49750.0567
1979-03-03 13:00 | 3 | 147093 | 146357.6406 | 99.5% | 50000 | 49750.0359
1979-03-03 14:00 | 3 | 111373 | 110815.8281 | 99.5% | 50000 | 49749.8622
1979-03-03 15:00 | 3 | 69522.6 | 69175 | 99.5% | 50000 | 49750.0093
1979-03-03 16:00 | 3 | 31880.4 | 31721.0449 | 99.5% | 31880.4 | 31721.0449
1979-03-03 17:00 | 3 | 4876.78 | 4852.3984 | 99.5% | 4876.78 | 4852.3984
1979-03-03 18:00 | 3 | 0 | 0 | 0% | 0 | 0
1979-03-03 19:00 | 3 | 0 | 0 | 0% | 0 | 0
1979-03-03 20:00 | 3 | 0 | 0 | 0% | 0 | 0
1979-03-03 21:00 | 3 | 0 | 0 | 0% | 0 | 0
1979-03-03 22:00 | 3 | 0 | 0 | 0% | 0 | 0
1979-03-03 23:00 | 3 | 0 | 0 | 0% | 0 | 0
1979-03-04 | 3 | 0 | 0 | 0% | 0 | 0
1979-03-04 01:00 | 3 | 0 | 0 | 0% | 0 | 0
1979-03-04 02:00 | 3 | 0 | 0 | 0% | 0 | 0
1979-03-04 03:00 | 3 | 0 | 0 | 0% | 0 | 0
1979-03-04 04:00 | 3 | 0 | 0 | 0% | 0 | 0
1979-03-04 05:00 | 3 | 0 | 0 | 0% | 0 | 0
1979-03-04 06:00 | 3 | 3881.61 | 3862.2041 | 99.5% | 3881.61 | 3862.2041
1979-03-04 07:00 | 3 | 35407.8 | 35230.7461 | 99.5% | 35407.8 | 35230.7461
1979-03-04 08:00 | 3 | 84705.7 | 84282.1562 | 99.5% | 50000 | 49749.991
1979-03-04 09:00 | 3 | 117754 | 117165.5 | 99.5% | 50000 | 49750.1146
1979-03-04 10:00 | 3 | 134604 | 133930.8125 | 99.5% | 50000 | 49749.9378
1979-03-04 11:00 | 3 | 154659 | 153885.7344 | 99.5% | 50000 | 49750.0095
1979-03-04 12:00 | 3 | 163390 | 162572.9375 | 99.5% | 50000 | 49749.9656
1979-03-04 13:00 | 3 | 156932 | 156146.9062 | 99.5% | 50000 | 49749.8618
1979-03-04 14:00 | 3 | 114200 | 113628.8984 | 99.5% | 50000 | 49749.9555
1979-03-04 15:00 | 3 | 70577.2 | 70224.2969 | 99.5% | 50000 | 49749.9879
1979-03-04 16:00 | 3 | 32202 | 32040.9473 | 99.5% | 32202 | 32040.9473
1979-03-04 17:00 | 3 | 4632.97 | 4609.8022 | 99.5% | 4632.97 | 4609.8022
1979-03-04 18:00 | 3 | 0 | 0 | 0% | 0 | 0
1979-03-04 19:00 | 3 | 0 | 0 | 0% | 0 | 0
1979-03-04 20:00 | 3 | 0 | 0 | 0% | 0 | 0
1979-03-04 21:00 | 3 | 0 | 0 | 0% | 0 | 0
1979-03-04 22:00 | 3 | 0 | 0 | 0% | 0 | 0
1979-03-04 23:00 | 3 | 0 | 0 | 0% | 0 | 0
1979-03-05 | 3 | 0 | 0 | 0% | 0 | 0
1979-03-05 01:00 | 3 | 0 | 0 | 0% | 0 | 0
1979-03-05 02:00 | 3 | 0 | 0 | 0% | 0 | 0
1979-03-05 03:00 | 3 | 0 | 0 | 0% | 0 | 0
1979-03-05 04:00 | 3 | 0 | 0 | 0% | 0 | 0
1979-03-05 05:00 | 3 | 0 | 0 | 0% | 0 | 0
1979-03-05 06:00 | 3 | 3892.57 | 3873.1082 | 99.5% | 3892.57 | 3873.1082
1979-03-05 07:00 | 3 | 37844.5 | 37655.3047 | 99.5% | 37844.5 | 37655.3047
1979-03-05 08:00 | 3 | 78564.5 | 78171.6484 | 99.5% | 50000 | 49749.9815
1979-03-05 09:00 | 3 | 112174 | 111613.125 | 99.5% | 50000 | 49749.9978
1979-03-05 10:00 | 3 | 130447 | 129794.7109 | 99.5% | 50000 | 49749.9793
1979-03-05 11:00 | 3 | 130719 | 130065.3516 | 99.5% | 50000 | 49749.9796
1979-03-05 12:00 | 3 | 128083 | 127442.2188 | 99.5% | 50000 | 49749.857
1979-03-05 13:00 | 3 | 105813 | 105283.4844 | 99.5% | 50000 | 49749.7871
1979-03-05 14:00 | 3 | 99510.6 | 99013.0078 | 99.5% | 50000 | 49749.9803
1979-03-05 15:00 | 3 | 63799.9 | 63480.8906 | 99.5% | 50000 | 49749.9923
1979-03-05 16:00 | 3 | 28594.3 | 28451.3223 | 99.5% | 28594.3 | 28451.3223
1979-03-05 17:00 | 3 | 6649.12 | 6615.8784 | 99.5% | 6649.12 | 6615.8784
1979-03-05 18:00 | 3 | 0 | 0 | 0% | 0 | 0
1979-03-05 19:00 | 3 | 0 | 0 | 0% | 0 | 0
1979-03-05 20:00 | 3 | 0 | 0 | 0% | 0 | 0
1979-03-05 21:00 | 3 | 0 | 0 | 0% | 0 | 0
1979-03-05 22:00 | 3 | 0 | 0 | 0% | 0 | 0
1979-03-05 23:00 | 3 | 0 | 0 | 0% | 0 | 0
1979-03-06 | 3 | 0 | 0 | 0% | 0 | 0
1979-03-06 01:00 | 3 | 0 | 0 | 0% | 0 | 0
1979-03-06 02:00 | 3 | 0 | 0 | 0% | 0 | 0
1979-03-06 03:00 | 3 | 0 | 0 | 0% | 0 | 0
1979-03-06 04:00 | 3 | 0 | 0 | 0% | 0 | 0
1979-03-06 05:00 | 3 | 0 | 0 | 0% | 0 | 0
1979-03-06 06:00 | 3 | 4325.62 | 4303.9961 | 99.5% | 4325.62 | 4303.9961
1979-03-06 07:00 | 3 | 38666.6 | 38473.2773 | 99.5% | 38666.6 | 38473.2773
1979-03-06 08:00 | 3 | 85654.8 | 85226.5391 | 99.5% | 50000 | 49750.0076
1979-03-06 09:00 | 3 | 116726 | 116142.7266 | 99.5% | 50000 | 49750.1527
1979-03-06 10:00 | 3 | 134350 | 133677.8281 | 99.5% | 50000 | 49749.843
1979-03-06 11:00 | 3 | 153912 | 153142.3281 | 99.5% | 50000 | 49749.9637
1979-03-06 12:00 | 3 | 162878 | 162063.4219 | 99.5% | 50000 | 49749.9422
1979-03-06 13:00 | 3 | 155322 | 154545.0469 | 99.5% | 50000 | 49749.8895
1979-03-06 14:00 | 3 | 112460 | 111897.9609 | 99.5% | 50000 | 49750.116
1979-03-06 15:00 | 3 | 69267.4 | 68921.0859 | 99.5% | 50000 | 49750.0166
1979-03-06 16:00 | 3 | 32604.4 | 32441.3574 | 99.5% | 32604.4 | 32441.3574
1979-03-06 17:00 | 3 | 5301.98 | 5275.4692 | 99.5% | 5301.98 | 5275.4692
1979-03-06 18:00 | 3 | 0 | 0 | 0% | 0 | 0
1979-03-06 19:00 | 3 | 0 | 0 | 0% | 0 | 0
1979-03-06 20:00 | 3 | 0 | 0 | 0% | 0 | 0
1979-03-06 21:00 | 3 | 0 | 0 | 0% | 0 | 0
1979-03-06 22:00 | 3 | 0 | 0 | 0% | 0 | 0
1979-03-06 23:00 | 3 | 0 | 0 | 0% | 0 | 0
1979-03-07 | 3 | 0 | 0 | 0% | 0 | 0
1979-03-07 01:00 | 3 | 0 | 0 | 0% | 0 | 0
1979-03-07 02:00 | 3 | 0 | 0 | 0% | 0 | 0
1979-03-07 03:00 | 3 | 0 | 0 | 0% | 0 | 0
1979-03-07 04:00 | 3 | 0 | 0 | 0% | 0 | 0
1979-03-07 05:00 | 3 | 0 | 0 | 0% | 0 | 0
1979-03-07 06:00 | 3 | 4202.23 | 4181.2188 | 99.5% | 4202.23 | 4181.2188
1979-03-07 07:00 | 3 | 40259.9 | 40058.6094 | 99.5% | 40259.9 | 40058.6094
1979-03-07 08:00 | 3 | 86006.1 | 85576.0859 | 99.5% | 50000 | 49750.0096
1979-03-07 09:00 | 3 | 116154 | 115573.5703 | 99.5% | 50000 | 49750.1465
1979-03-07 10:00 | 3 | 133025 | 132360.1875 | 99.5% | 50000 | 49750.1175
1979-03-07 11:00 | 3 | 150857 | 150102.3438 | 99.5% | 50000 | 49749.877
1979-03-07 12:00 | 3 | 160320 | 159518.7031 | 99.5% | 50000 | 49750.0945
1979-03-07 13:00 | 3 | 154251 | 153480.1719 | 99.5% | 50000 | 49750.1384
1979-03-07 14:00 | 3 | 111408 | 110851.1641 | 99.5% | 50000 | 49750.0916
1979-03-07 15:00 | 3 | 68980.6 | 68635.7109 | 99.5% | 50000 | 49750.0101
1979-03-07 16:00 | 3 | 33464.2 | 33296.8438 | 99.5% | 33464.2 | 33296.8438
1979-03-07 17:00 | 3 | 5170.17 | 5144.3184 | 99.5% | 5170.17 | 5144.3184
1979-03-07 18:00 | 3 | 0 | 0 | 0% | 0 | 0
1979-03-07 19:00 | 3 | 0 | 0 | 0% | 0 | 0
1979-03-07 20:00 | 3 | 0 | 0 | 0% | 0 | 0
1979-03-07 21:00 | 3 | 0 | 0 | 0% | 0 | 0
1979-03-07 22:00 | 3 | 0 | 0 | 0% | 0 | 0
1979-03-07 23:00 | 3 | 0 | 0 | 0% | 0 | 0
1979-03-08 | 3 | 0 | 0 | 0% | 0 | 0
1979-03-08 01:00 | 3 | 0 | 0 | 0% | 0 | 0
1979-03-08 02:00 | 3 | 0 | 0 | 0% | 0 | 0
1979-03-08 03:00 | 3 | 0 | 0 | 0% | 0 | 0
1979-03-08 04:00 | 3 | 0 | 0 | 0% | 0 | 0
1979-03-08 05:00 | 3 | 0 | 0 | 0% | 0 | 0
1979-03-08 06:00 | 3 | 5320.77 | 5294.1689 | 99.5% | 5320.77 | 5294.1689
1979-03-08 07:00 | 3 | 28397.2 | 28255.2012 | 99.5% | 28397.2 | 28255.2012
1979-03-08 08:00 | 3 | 68055.5 | 67715.2578 | 99.5% | 50000 | 49750.0259
1979-03-08 09:00 | 3 | 98201.9 | 97710.8672 | 99.5% | 50000 | 49749.9881
1979-03-08 10:00 | 3 | 125296 | 124669.7188 | 99.5% | 50000 | 49750.0793
1979-03-08 11:00 | 3 | 144914 | 144189.1719 | 99.5% | 50000 | 49749.9109
1979-03-08 12:00 | 3 | 141383 | 140675.8438 | 99.5% | 50000 | 49749.9147
1979-03-08 13:00 | 3 | 128967 | 128322.2891 | 99.5% | 50000 | 49750.0481
1979-03-08 14:00 | 3 | 109773 | 109223.8984 | 99.5% | 50000 | 49749.8922
1979-03-08 15:00 | 3 | 58347 | 58055.2383 | 99.5% | 50000 | 49749.9771
1979-03-08 16:00 | 3 | 31442.1 | 31284.877 | 99.5% | 31442.1 | 31284.877
1979-03-08 17:00 | 3 | 8319.08 | 8277.4893 | 99.5% | 8319.08 | 8277.4893
1979-03-08 18:00 | 3 | 0 | 0 | 0% | 0 | 0
1979-03-08 19:00 | 3 | 0 | 0 | 0% | 0 | 0
1979-03-08 20:00 | 3 | 0 | 0 | 0% | 0 | 0
1979-03-08 21:00 | 3 | 0 | 0 | 0% | 0 | 0
1979-03-08 22:00 | 3 | 0 | 0 | 0% | 0 | 0
1979-03-08 23:00 | 3 | 0 | 0 | 0% | 0 | 0
1979-03-09 | 3 | 0 | 0 | 0% | 0 | 0
1979-03-09 01:00 | 3 | 0 | 0 | 0% | 0 | 0
1979-03-09 02:00 | 3 | 0 | 0 | 0% | 0 | 0
1979-03-09 03:00 | 3 | 0 | 0 | 0% | 0 | 0
1979-03-09 04:00 | 3 | 0 | 0 | 0% | 0 | 0
1979-03-09 05:00 | 3 | 0 | 0 | 0% | 0 | 0
1979-03-09 06:00 | 3 | 3379.04 | 3362.1479 | 99.5% | 3379.04 | 3362.1479
1979-03-09 07:00 | 3 | 18103.9 | 18013.332 | 99.5% | 18103.9 | 18013.332
1979-03-09 08:00 | 3 | 49442.2 | 49195.0195 | 99.5% | 49442.2 | 49195.0195
1979-03-09 09:00 | 3 | 47027.3 | 46792.1914 | 99.5% | 47027.3 | 46792.1914
1979-03-09 10:00 | 3 | 78234.8 | 77843.6484 | 99.5% | 50000 | 49750.0143
1979-03-09 11:00 | 3 | 83581.4 | 83163.5 | 99.5% | 50000 | 49750.0042
1979-03-09 12:00 | 3 | 90523.4 | 90070.7578 | 99.5% | 50000 | 49749.9861
1979-03-09 13:00 | 3 | 75602.1 | 75224.125 | 99.5% | 50000 | 49750.0235
1979-03-09 14:00 | 3 | 68858.6 | 68514.3594 | 99.5% | 50000 | 49750.038
1979-03-09 15:00 | 3 | 45528.8 | 45301.1328 | 99.5% | 45528.8 | 45301.1328
1979-03-09 16:00 | 3 | 16385.9 | 16303.9873 | 99.5% | 16385.9 | 16303.9873
1979-03-09 17:00 | 3 | 2718.31 | 2704.719 | 99.5% | 2718.31 | 2704.719
1979-03-09 18:00 | 3 | 0 | 0 | 0% | 0 | 0
1979-03-09 19:00 | 3 | 0 | 0 | 0% | 0 | 0
1979-03-09 20:00 | 3 | 0 | 0 | 0% | 0 | 0
1979-03-09 21:00 | 3 | 0 | 0 | 0% | 0 | 0
1979-03-09 22:00 | 3 | 0 | 0 | 0% | 0 | 0
1979-03-09 23:00 | 3 | 0 | 0 | 0% | 0 | 0
1979-03-10 | 3 | 0 | 0 | 0% | 0 | 0
1979-03-10 01:00 | 3 | 0 | 0 | 0% | 0 | 0
1979-03-10 02:00 | 3 | 0 | 0 | 0% | 0 | 0
1979-03-10 03:00 | 3 | 0 | 0 | 0% | 0 | 0
1979-03-10 04:00 | 3 | 0 | 0 | 0% | 0 | 0
1979-03-10 05:00 | 3 | 0 | 0 | 0% | 0 | 0
1979-03-10 06:00 | 3 | 5810.08 | 5781.0278 | 99.5% | 5810.08 | 5781.0278
1979-03-10 07:00 | 3 | 26198.8 | 26067.834 | 99.5% | 26198.8 | 26067.834
1979-03-10 08:00 | 3 | 67208.5 | 66872.4844 | 99.5% | 50000 | 49750.02
1979-03-10 09:00 | 3 | 122085 | 121474.3438 | 99.5% | 50000 | 49749.9053
1979-03-10 10:00 | 3 | 109779 | 109229.9375 | 99.5% | 50000 | 49749.9237
1979-03-10 11:00 | 3 | 114438 | 113866.1016 | 99.5% | 50000 | 49750.1274
1979-03-10 12:00 | 3 | 109951 | 109400.7734 | 99.5% | 50000 | 49749.7856
1979-03-10 13:00 | 3 | 131357 | 130700.4531 | 99.5% | 50000 | 49750.0906
1979-03-10 14:00 | 3 | 76461.8 | 76079.5078 | 99.5% | 50000 | 49750.011
1979-03-10 15:00 | 3 | 54244.5 | 53973.3203 | 99.5% | 50000 | 49750.0395
1979-03-10 16:00 | 3 | 19639.6 | 19541.4316 | 99.5% | 19639.6 | 19541.4316
1979-03-10 17:00 | 3 | 7000.07 | 6965.0693 | 99.5% | 7000.07 | 6965.0693
1979-03-10 18:00 | 3 | 0 | 0 | 0% | 0 | 0
1979-03-10 19:00 | 3 | 0 | 0 | 0% | 0 | 0
1979-03-10 20:00 | 3 | 0 | 0 | 0% | 0 | 0
1979-03-10 21:00 | 3 | 0 | 0 | 0% | 0 | 0
1979-03-10 22:00 | 3 | 0 | 0 | 0% | 0 | 0
1979-03-10 23:00 | 3 | 0 | 0 | 0% | 0 | 0
1979-03-11 | 3 | 0 | 0 | 0% | 0 | 0
1979-03-11 01:00 | 3 | 0 | 0 | 0% | 0 | 0
1979-03-11 02:00 | 3 | 0 | 0 | 0% | 0 | 0
1979-03-11 03:00 | 3 | 0 | 0 | 0% | 0 | 0
1979-03-11 04:00 | 3 | 0 | 0 | 0% | 0 | 0
1979-03-11 05:00 | 3 | 0 | 0 | 0% | 0 | 0
1979-03-11 06:00 | 3 | 5492.61 | 5465.1499 | 99.5% | 5492.61 | 5465.1499
1979-03-11 07:00 | 3 | 43641 | 43422.8164 | 99.5% | 43641 | 43422.8164
1979-03-11 08:00 | 3 | 89205.4 | 88759.3672 | 99.5% | 50000 | 49749.9967
1979-03-11 09:00 | 3 | 126616 | 125982.8516 | 99.5% | 50000 | 49749.973
1979-03-11 10:00 | 3 | 144522 | 143799.8125 | 99.5% | 50000 | 49750.1462
1979-03-11 11:00 | 3 | 163487 | 162669.9375 | 99.5% | 50000 | 49750.1139
1979-03-11 12:00 | 3 | 170685 | 169831.1875 | 99.5% | 50000 | 49749.8865
1979-03-11 13:00 | 3 | 163935 | 163114.9219 | 99.5% | 50000 | 49749.877
1979-03-11 14:00 | 3 | 115162 | 114586.6719 | 99.5% | 50000 | 49750.2092
1979-03-11 15:00 | 3 | 71978.1 | 71618.1875 | 99.5% | 50000 | 49749.9847
1979-03-11 16:00 | 3 | 36332.7 | 36151.0273 | 99.5% | 36332.7 | 36151.0273
1979-03-11 17:00 | 3 | 6439.9 | 6407.7002 | 99.5% | 6439.9 | 6407.7002
1979-03-11 18:00 | 3 | 0 | 0 | 0% | 0 | 0
1979-03-11 19:00 | 3 | 0 | 0 | 0% | 0 | 0
1979-03-11 20:00 | 3 | 0 | 0 | 0% | 0 | 0
1979-03-11 21:00 | 3 | 0 | 0 | 0% | 0 | 0
1979-03-11 22:00 | 3 | 0 | 0 | 0% | 0 | 0
1979-03-11 23:00 | 3 | 0 | 0 | 0% | 0 | 0
1979-03-12 | 3 | 0 | 0 | 0% | 0 | 0
1979-03-12 01:00 | 3 | 0 | 0 | 0% | 0 | 0
1979-03-12 02:00 | 3 | 0 | 0 | 0% | 0 | 0
1979-03-12 03:00 | 3 | 0 | 0 | 0% | 0 | 0
1979-03-12 04:00 | 3 | 0 | 0 | 0% | 0 | 0
1979-03-12 05:00 | 3 | 0 | 0 | 0% | 0 | 0
1979-03-12 06:00 | 3 | 5959.29 | 5929.4946 | 99.5% | 5959.29 | 5929.4946
1979-03-12 07:00 | 3 | 33160.1 | 32994.2773 | 99.5% | 33160.1 | 32994.2773
1979-03-12 08:00 | 3 | 79624.1 | 79225.9531 | 99.5% | 50000 | 49749.9834
1979-03-12 09:00 | 3 | 117422 | 116835.2891 | 99.5% | 50000 | 49750.1699
1979-03-12 10:00 | 3 | 118146 | 117554.7969 | 99.5% | 50000 | 49749.7998
1979-03-12 11:00 | 3 | 157044 | 156258.3906 | 99.5% | 50000 | 49749.876
1979-03-12 12:00 | 3 | 165017 | 164191.7656 | 99.5% | 50000 | 49749.9547
1979-03-12 13:00 | 3 | 151546 | 150788.4844 | 99.5% | 50000 | 49750.0707
1979-03-12 14:00 | 3 | 109285 | 108738.8672 | 99.5% | 50000 | 49750.1337
1979-03-12 15:00 | 3 | 66902 | 66567.4688 | 99.5% | 50000 | 49749.9841
1979-03-12 16:00 | 3 | 34614.3 | 34441.2461 | 99.5% | 34614.3 | 34441.2461
1979-03-12 17:00 | 3 | 6217.04 | 6185.9536 | 99.5% | 6217.04 | 6185.9536
1979-03-12 18:00 | 3 | 0 | 0 | 0% | 0 | 0
1979-03-12 19:00 | 3 | 0 | 0 | 0% | 0 | 0
1979-03-12 20:00 | 3 | 0 | 0 | 0% | 0 | 0
1979-03-12 21:00 | 3 | 0 | 0 | 0% | 0 | 0
1979-03-12 22:00 | 3 | 0 | 0 | 0% | 0 | 0
1979-03-12 23:00 | 3 | 0 | 0 | 0% | 0 | 0
1979-03-13 | 3 | 0 | 0 | 0% | 0 | 0
1979-03-13 01:00 | 3 | 0 | 0 | 0% | 0 | 0
1979-03-13 02:00 | 3 | 0 | 0 | 0% | 0 | 0
1979-03-13 03:00 | 3 | 0 | 0 | 0% | 0 | 0
1979-03-13 04:00 | 3 | 0 | 0 | 0% | 0 | 0
1979-03-13 05:00 | 3 | 0 | 0 | 0% | 0 | 0
1979-03-13 06:00 | 3 | 1986.11 | 1976.1749 | 99.5% | 1986.11 | 1976.1749
1979-03-13 07:00 | 3 | 17068.1 | 16982.7305 | 99.5% | 17068.1 | 16982.7305
1979-03-13 08:00 | 3 | 39821.9 | 39622.7891 | 99.5% | 39821.9 | 39622.7891
1979-03-13 09:00 | 3 | 51018.2 | 50763.0977 | 99.5% | 50000 | 49749.9889
1979-03-13 10:00 | 3 | 64072.6 | 63752.2383 | 99.5% | 50000 | 49750.001
1979-03-13 11:00 | 3 | 68022.4 | 67682.3203 | 99.5% | 50000 | 49750.0238
1979-03-13 12:00 | 3 | 73799.5 | 73430.5312 | 99.5% | 50000 | 49750.0195
1979-03-13 13:00 | 3 | 120472 | 119869.2422 | 99.5% | 50000 | 49749.8349
1979-03-13 14:00 | 3 | 100644 | 100141.0156 | 99.5% | 50000 | 49750.1171
1979-03-13 15:00 | 3 | 75771.4 | 75392.5625 | 99.5% | 50000 | 49750.0129
1979-03-13 16:00 | 3 | 39686.4 | 39487.9922 | 99.5% | 39686.4 | 39487.9922
1979-03-13 17:00 | 3 | 6472.19 | 6439.8262 | 99.5% | 6472.19 | 6439.8262
1979-03-13 18:00 | 3 | 0 | 0 | 0% | 0 | 0
1979-03-13 19:00 | 3 | 0 | 0 | 0% | 0 | 0
1979-03-13 20:00 | 3 | 0 | 0 | 0% | 0 | 0
1979-03-13 21:00 | 3 | 0 | 0 | 0% | 0 | 0
1979-03-13 22:00 | 3 | 0 | 0 | 0% | 0 | 0
1979-03-13 23:00 | 3 | 0 | 0 | 0% | 0 | 0
1979-03-14 | 3 | 0 | 0 | 0% | 0 | 0
1979-03-14 01:00 | 3 | 0 | 0 | 0% | 0 | 0
1979-03-14 02:00 | 3 | 0 | 0 | 0% | 0 | 0
1979-03-14 03:00 | 3 | 0 | 0 | 0% | 0 | 0
1979-03-14 04:00 | 3 | 0 | 0 | 0% | 0 | 0
1979-03-14 05:00 | 3 | 0 | 0 | 0% | 0 | 0
1979-03-14 06:00 | 3 | 7296.77 | 7260.2856 | 99.5% | 7296.77 | 7260.2856
1979-03-14 07:00 | 3 | 49148.5 | 48902.7188 | 99.5% | 49148.5 | 48902.7188
1979-03-14 08:00 | 3 | 91070.9 | 90615.5859 | 99.5% | 50000 | 49750.0222
1979-03-14 09:00 | 3 | 120933 | 120328.2422 | 99.5% | 50000 | 49749.9616
1979-03-14 10:00 | 3 | 143079 | 142363.2656 | 99.5% | 50000 | 49749.8814
1979-03-14 11:00 | 3 | 159053 | 158257.4844 | 99.5% | 50000 | 49749.9212
1979-03-14 12:00 | 3 | 174162 | 173291.6875 | 99.5% | 50000 | 49750.1428
1979-03-14 13:00 | 3 | 153321 | 152554.7344 | 99.5% | 50000 | 49750.1107
1979-03-14 14:00 | 3 | 109800 | 109251.1719 | 99.5% | 50000 | 49750.0783
1979-03-14 15:00 | 3 | 71861.4 | 71502.1328 | 99.5% | 50000 | 49750.0277
1979-03-14 16:00 | 3 | 37856.1 | 37666.8359 | 99.5% | 37856.1 | 37666.8359
1979-03-14 17:00 | 3 | 7282.9 | 7246.4854 | 99.5% | 7282.9 | 7246.4854
1979-03-14 18:00 | 3 | 0 | 0 | 0% | 0 | 0
1979-03-14 19:00 | 3 | 0 | 0 | 0% | 0 | 0
1979-03-14 20:00 | 3 | 0 | 0 | 0% | 0 | 0
1979-03-14 21:00 | 3 | 0 | 0 | 0% | 0 | 0
1979-03-14 22:00 | 3 | 0 | 0 | 0% | 0 | 0
1979-03-14 23:00 | 3 | 0 | 0 | 0% | 0 | 0
1979-03-15 | 3 | 0 | 0 | 0% | 0 | 0
1979-03-15 01:00 | 3 | 0 | 0 | 0% | 0 | 0
1979-03-15 02:00 | 3 | 0 | 0 | 0% | 0 | 0
1979-03-15 03:00 | 3 | 0 | 0 | 0% | 0 | 0
1979-03-15 04:00 | 3 | 0 | 0 | 0% | 0 | 0
1979-03-15 05:00 | 3 | 0 | 0 | 0% | 0 | 0
1979-03-15 06:00 | 3 | 4886.65 | 4862.2173 | 99.5% | 4886.65 | 4862.2173
1979-03-15 07:00 | 3 | 18110.4 | 18019.8848 | 99.5% | 18110.4 | 18019.8848
1979-03-15 08:00 | 3 | 41755.5 | 41546.7539 | 99.5% | 41755.5 | 41546.7539
1979-03-15 09:00 | 3 | 51050.6 | 50795.3086 | 99.5% | 50000 | 49749.9624
1979-03-15 10:00 | 3 | 98018.2 | 97528.1406 | 99.5% | 50000 | 49750.0161
1979-03-15 11:00 | 3 | 108120 | 107579.75 | 99.5% | 50000 | 49750.1619
1979-03-15 12:00 | 3 | 114027 | 113456.6562 | 99.5% | 50000 | 49749.9085
1979-03-15 13:00 | 3 | 137544 | 136856.2812 | 99.5% | 50000 | 49750.0005
1979-03-15 14:00 | 3 | 105372 | 104845.5469 | 99.5% | 50000 | 49750.1931
1979-03-15 15:00 | 3 | 52182.7 | 51921.8008 | 99.5% | 50000 | 49750.0137
1979-03-15 16:00 | 3 | 31729.1 | 31570.4668 | 99.5% | 31729.1 | 31570.4668
1979-03-15 17:00 | 3 | 6009.42 | 5979.3774 | 99.5% | 6009.42 | 5979.3774
1979-03-15 18:00 | 3 | 0 | 0 | 0% | 0 | 0
1979-03-15 19:00 | 3 | 0 | 0 | 0% | 0 | 0
1979-03-15 20:00 | 3 | 0 | 0 | 0% | 0 | 0
1979-03-15 21:00 | 3 | 0 | 0 | 0% | 0 | 0
1979-03-15 22:00 | 3 | 0 | 0 | 0% | 0 | 0
1979-03-15 23:00 | 3 | 0 | 0 | 0% | 0 | 0
1979-03-16 | 3 | 0 | 0 | 0% | 0 | 0
1979-03-16 01:00 | 3 | 0 | 0 | 0% | 0 | 0
1979-03-16 02:00 | 3 | 0 | 0 | 0% | 0 | 0
1979-03-16 03:00 | 3 | 0 | 0 | 0% | 0 | 0
1979-03-16 04:00 | 3 | 0 | 0 | 0% | 0 | 0
1979-03-16 05:00 | 3 | 0 | 0 | 0% | 0 | 0
1979-03-16 06:00 | 3 | 6359.4 | 6327.6001 | 99.5% | 6359.4 | 6327.6001
1979-03-16 07:00 | 3 | 41830.8 | 41621.6484 | 99.5% | 41830.8 | 41621.6484
1979-03-16 08:00 | 3 | 64158 | 63837.2383 | 99.5% | 50000 | 49750.022
1979-03-16 09:00 | 3 | 116948 | 116363.7422 | 99.5% | 50000 | 49750.2062
1979-03-16 10:00 | 3 | 126776 | 126142.1484 | 99.5% | 50000 | 49750.0112
1979-03-16 11:00 | 3 | 165832 | 165002.7031 | 99.5% | 50000 | 49749.9587
1979-03-16 12:00 | 3 | 151841 | 151081.3594 | 99.5% | 50000 | 49749.8566
1979-03-16 13:00 | 3 | 152557 | 151794.4219 | 99.5% | 50000 | 49750.0678
1979-03-16 14:00 | 3 | 114941 | 114366.5234 | 99.5% | 50000 | 49750.0994
1979-03-16 15:00 | 3 | 72179.8 | 71818.9375 | 99.5% | 50000 | 49750.0253
1979-03-16 16:00 | 3 | 37896.1 | 37706.582 | 99.5% | 37896.1 | 37706.582
1979-03-16 17:00 | 3 | 8525.03 | 8482.4072 | 99.5% | 8525.03 | 8482.4072
1979-03-16 18:00 | 3 | 0 | 0 | 0% | 0 | 0
1979-03-16 19:00 | 3 | 0 | 0 | 0% | 0 | 0
1979-03-16 20:00 | 3 | 0 | 0 | 0% | 0 | 0
1979-03-16 21:00 | 3 | 0 | 0 | 0% | 0 | 0
1979-03-16 22:00 | 3 | 0 | 0 | 0% | 0 | 0
1979-03-16 23:00 | 3 | 0 | 0 | 0% | 0 | 0
1979-03-17 | 3 | 0 | 0 | 0% | 0 | 0
1979-03-17 01:00 | 3 | 0 | 0 | 0% | 0 | 0
1979-03-17 02:00 | 3 | 0 | 0 | 0% | 0 | 0
1979-03-17 03:00 | 3 | 0 | 0 | 0% | 0 | 0
1979-03-17 04:00 | 3 | 0 | 0 | 0% | 0 | 0
1979-03-17 05:00 | 3 | 0 | 0 | 0% | 0 | 0
1979-03-17 06:00 | 3 | 5513.14 | 5485.5703 | 99.5% | 5513.14 | 5485.5703
1979-03-17 07:00 | 3 | 31627.1 | 31468.9844 | 99.5% | 31627.1 | 31468.9844
1979-03-17 08:00 | 3 | 38823.7 | 38629.5938 | 99.5% | 38823.7 | 38629.5938
1979-03-17 09:00 | 3 | 53862.4 | 53593.1289 | 99.5% | 50000 | 49750.038
1979-03-17 10:00 | 3 | 88575.2 | 88132.2812 | 99.5% | 50000 | 49749.9759
1979-03-17 11:00 | 3 | 91919.8 | 91460.2266 | 99.5% | 50000 | 49750.0139
1979-03-17 12:00 | 3 | 125624 | 124996.2422 | 99.5% | 50000 | 49750.1442
1979-03-17 13:00 | 3 | 101336 | 100828.8359 | 99.5% | 50000 | 49749.7612
1979-03-17 14:00 | 3 | 76676.1 | 76292.7656 | 99.5% | 50000 | 49750.0301
1979-03-17 15:00 | 3 | 51942.5 | 51682.8086 | 99.5% | 50000 | 49750.0203
1979-03-17 16:00 | 3 | 23222.6 | 23106.4746 | 99.5% | 23222.6 | 23106.4746
1979-03-17 17:00 | 3 | 5211.94 | 5185.8848 | 99.5% | 5211.94 | 5185.8848
1979-03-17 18:00 | 3 | 0 | 0 | 0% | 0 | 0
1979-03-17 19:00 | 3 | 0 | 0 | 0% | 0 | 0
1979-03-17 20:00 | 3 | 0 | 0 | 0% | 0 | 0
1979-03-17 21:00 | 3 | 0 | 0 | 0% | 0 | 0
1979-03-17 22:00 | 3 | 0 | 0 | 0% | 0 | 0
1979-03-17 23:00 | 3 | 0 | 0 | 0% | 0 | 0
1979-03-18 | 3 | 0 | 0 | 0% | 0 | 0
1979-03-18 01:00 | 3 | 0 | 0 | 0% | 0 | 0
1979-03-18 02:00 | 3 | 0 | 0 | 0% | 0 | 0
1979-03-18 03:00 | 3 | 0 | 0 | 0% | 0 | 0
1979-03-18 04:00 | 3 | 0 | 0 | 0% | 0 | 0
1979-03-18 05:00 | 3 | 0 | 0 | 0% | 0 | 0
1979-03-18 06:00 | 3 | 8107.93 | 8067.395 | 99.5% | 8107.93 | 8067.395
1979-03-18 07:00 | 3 | 30249.8 | 30098.5371 | 99.5% | 30249.8 | 30098.5371
1979-03-18 08:00 | 3 | 56091.9 | 55811.4062 | 99.5% | 50000 | 49749.9695
1979-03-18 09:00 | 3 | 75008.4 | 74633.3281 | 99.5% | 50000 | 49749.9801
1979-03-18 10:00 | 3 | 71674.1 | 71315.6953 | 99.5% | 50000 | 49749.9762
1979-03-18 11:00 | 3 | 103660 | 103141.2344 | 99.5% | 50000 | 49749.7754
1979-03-18 12:00 | 3 | 107505 | 106967.125 | 99.5% | 50000 | 49749.8372
1979-03-18 13:00 | 3 | 86216.3 | 85785.2266 | 99.5% | 50000 | 49750.0047
1979-03-18 14:00 | 3 | 75365.7 | 74988.8516 | 99.5% | 50000 | 49749.9868
1979-03-18 15:00 | 3 | 39994.7 | 39794.7227 | 99.5% | 39994.7 | 39794.7227
1979-03-18 16:00 | 3 | 18505.3 | 18412.791 | 99.5% | 18505.3 | 18412.791
1979-03-18 17:00 | 3 | 8828.58 | 8784.4375 | 99.5% | 8828.58 | 8784.4375
1979-03-18 18:00 | 3 | 0 | 0 | 0% | 0 | 0
1979-03-18 19:00 | 3 | 0 | 0 | 0% | 0 | 0
1979-03-18 20:00 | 3 | 0 | 0 | 0% | 0 | 0
1979-03-18 21:00 | 3 | 0 | 0 | 0% | 0 | 0
1979-03-18 22:00 | 3 | 0 | 0 | 0% | 0 | 0
1979-03-18 23:00 | 3 | 0 | 0 | 0% | 0 | 0
1979-03-19 | 3 | 0 | 0 | 0% | 0 | 0
1979-03-19 01:00 | 3 | 0 | 0 | 0% | 0 | 0
1979-03-19 02:00 | 3 | 0 | 0 | 0% | 0 | 0
1979-03-19 03:00 | 3 | 0 | 0 | 0% | 0 | 0
1979-03-19 04:00 | 3 | 0 | 0 | 0% | 0 | 0
1979-03-19 05:00 | 3 | 16.0731 | 15.9927 | 99.5% | 16.0731 | 15.9927
1979-03-19 06:00 | 3 | 7726.76 | 7688.1279 | 99.5% | 7726.76 | 7688.1279
1979-03-19 07:00 | 3 | 29389.4 | 29242.4668 | 99.5% | 29389.4 | 29242.4668
1979-03-19 08:00 | 3 | 71057.1 | 70701.8438 | 99.5% | 50000 | 49750.0206
1979-03-19 09:00 | 3 | 61401.3 | 61094.2695 | 99.5% | 50000 | 49749.9805
1979-03-19 10:00 | 3 | 118375 | 117782.6797 | 99.5% | 50000 | 49749.8119
1979-03-19 11:00 | 3 | 97667.4 | 97179.1094 | 99.5% | 50000 | 49750.0237
1979-03-19 12:00 | 3 | 139342 | 138645.3906 | 99.5% | 50000 | 49750.0361
1979-03-19 13:00 | 3 | 110640 | 110087.25 | 99.5% | 50000 | 49750.2034
1979-03-19 14:00 | 3 | 92418.8 | 91956.7344 | 99.5% | 50000 | 49750.0154
1979-03-19 15:00 | 3 | 50996.8 | 50741.7812 | 99.5% | 50000 | 49749.9659
1979-03-19 16:00 | 3 | 34403.1 | 34231.0664 | 99.5% | 34403.1 | 34231.0664
1979-03-19 17:00 | 3 | 8356.93 | 8315.1504 | 99.5% | 8356.93 | 8315.1504
1979-03-19 18:00 | 3 | 0 | 0 | 0% | 0 | 0
1979-03-19 19:00 | 3 | 0 | 0 | 0% | 0 | 0
1979-03-19 20:00 | 3 | 0 | 0 | 0% | 0 | 0
1979-03-19 21:00 | 3 | 0 | 0 | 0% | 0 | 0
1979-03-19 22:00 | 3 | 0 | 0 | 0% | 0 | 0
1979-03-19 23:00 | 3 | 0 | 0 | 0% | 0 | 0
1979-03-20 | 3 | 0 | 0 | 0% | 0 | 0
1979-03-20 01:00 | 3 | 0 | 0 | 0% | 0 | 0
1979-03-20 02:00 | 3 | 0 | 0 | 0% | 0 | 0
1979-03-20 03:00 | 3 | 0 | 0 | 0% | 0 | 0
1979-03-20 04:00 | 3 | 0 | 0 | 0% | 0 | 0
1979-03-20 05:00 | 3 | 0 | 0 | 0% | 0 | 0
1979-03-20 06:00 | 3 | 4891.88 | 4867.418 | 99.5% | 4891.88 | 4867.418
1979-03-20 07:00 | 3 | 26271.5 | 26140.1348 | 99.5% | 26271.5 | 26140.1348
1979-03-20 08:00 | 3 | 49764.6 | 49515.7266 | 99.5% | 49764.6 | 49515.7266
1979-03-20 09:00 | 3 | 85305.3 | 84878.8125 | 99.5% | 50000 | 49750.0229
1979-03-20 10:00 | 3 | 119082 | 118486.6641 | 99.5% | 50000 | 49750.0311
1979-03-20 11:00 | 3 | 78096.8 | 77706.3047 | 99.5% | 50000 | 49749.9928
1979-03-20 12:00 | 3 | 102960 | 102445.125 | 99.5% | 50000 | 49749.9636
1979-03-20 13:00 | 3 | 118269 | 117678.0078 | 99.5% | 50000 | 49750.1492
1979-03-20 14:00 | 3 | 110721 | 110167.4375 | 99.5% | 50000 | 49750.0192
1979-03-20 15:00 | 3 | 68186.7 | 67845.7969 | 99.5% | 50000 | 49750.0223
1979-03-20 16:00 | 3 | 41957.9 | 41748.0703 | 99.5% | 41957.9 | 41748.0703
1979-03-20 17:00 | 3 | 8624.02 | 8580.9043 | 99.5% | 8624.02 | 8580.9043
1979-03-20 18:00 | 3 | 0 | 0 | 0% | 0 | 0
1979-03-20 19:00 | 3 | 0 | 0 | 0% | 0 | 0
1979-03-20 20:00 | 3 | 0 | 0 | 0% | 0 | 0
1979-03-20 21:00 | 3 | 0 | 0 | 0% | 0 | 0
1979-03-20 22:00 | 3 | 0 | 0 | 0% | 0 | 0
1979-03-20 23:00 | 3 | 0 | 0 | 0% | 0 | 0
1979-03-21 | 3 | 0 | 0 | 0% | 0 | 0
1979-03-21 01:00 | 3 | 0 | 0 | 0% | 0 | 0
1979-03-21 02:00 | 3 | 0 | 0 | 0% | 0 | 0
1979-03-21 03:00 | 3 | 0 | 0 | 0% | 0 | 0
1979-03-21 04:00 | 3 | 0 | 0 | 0% | 0 | 0
1979-03-21 05:00 | 3 | 16.0685 | 15.9882 | 99.5% | 16.0685 | 15.9882
1979-03-21 06:00 | 3 | 4143.31 | 4122.5977 | 99.5% | 4143.31 | 4122.5977
1979-03-21 07:00 | 3 | 21834.4 | 21725.1934 | 99.5% | 21834.4 | 21725.1934
1979-03-21 08:00 | 3 | 50437 | 50184.793 | 99.5% | 50000 | 49749.9782
1979-03-21 09:00 | 3 | 74782 | 74408.0781 | 99.5% | 50000 | 49749.9921
1979-03-21 10:00 | 3 | 89909.1 | 89459.5469 | 99.5% | 50000 | 49749.9958
1979-03-21 11:00 | 3 | 127266 | 126630.1328 | 99.5% | 50000 | 49750.1818
1979-03-21 12:00 | 3 | 122144 | 121533.7344 | 99.5% | 50000 | 49750.186
1979-03-21 13:00 | 3 | 75639.7 | 75261.5 | 99.5% | 50000 | 49749.999
1979-03-21 14:00 | 3 | 82958.8 | 82544.0547 | 99.5% | 50000 | 49750.0293
1979-03-21 15:00 | 3 | 68054.2 | 67713.8906 | 99.5% | 50000 | 49749.9718
1979-03-21 16:00 | 3 | 38360.9 | 38169.1094 | 99.5% | 38360.9 | 38169.1094
1979-03-21 17:00 | 3 | 4632.34 | 4609.1768 | 99.5% | 4632.34 | 4609.1768
1979-03-21 18:00 | 3 | 0 | 0 | 0% | 0 | 0
1979-03-21 19:00 | 3 | 0 | 0 | 0% | 0 | 0
1979-03-21 20:00 | 3 | 0 | 0 | 0% | 0 | 0
1979-03-21 21:00 | 3 | 0 | 0 | 0% | 0 | 0
1979-03-21 22:00 | 3 | 0 | 0 | 0% | 0 | 0
1979-03-21 23:00 | 3 | 0 | 0 | 0% | 0 | 0
1979-03-22 | 3 | 0 | 0 | 0% | 0 | 0
1979-03-22 01:00 | 3 | 0 | 0 | 0% | 0 | 0
1979-03-22 02:00 | 3 | 0 | 0 | 0% | 0 | 0
1979-03-22 03:00 | 3 | 0 | 0 | 0% | 0 | 0
1979-03-22 04:00 | 3 | 0 | 0 | 0% | 0 | 0
1979-03-22 05:00 | 3 | 0 | 0 | 0% | 0 | 0
1979-03-22 06:00 | 3 | 6314.61 | 6283.0386 | 99.5% | 6314.61 | 6283.0386
1979-03-22 07:00 | 3 | 36403.7 | 36221.7188 | 99.5% | 36403.7 | 36221.7188
1979-03-22 08:00 | 3 | 67602 | 67263.9844 | 99.5% | 50000 | 49749.9958
1979-03-22 09:00 | 3 | 96091.2 | 95610.7188 | 99.5% | 50000 | 49749.9869
1979-03-22 10:00 | 3 | 126949 | 126313.7812 | 99.5% | 50000 | 49749.8134
1979-03-22 11:00 | 3 | 135959 | 135279.375 | 99.5% | 50000 | 49750.0625
1979-03-22 12:00 | 3 | 157691 | 156902.1406 | 99.5% | 50000 | 49749.8718
1979-03-22 13:00 | 3 | 166117 | 165286.5312 | 99.5% | 50000 | 49750.035
1979-03-22 14:00 | 3 | 108746 | 108202.4688 | 99.5% | 50000 | 49750.0914
1979-03-22 15:00 | 3 | 70449.3 | 70097.1016 | 99.5% | 50000 | 49750.0341
1979-03-22 16:00 | 3 | 39875 | 39675.6289 | 99.5% | 39875 | 39675.6289
1979-03-22 17:00 | 3 | 8363 | 8321.1865 | 99.5% | 8363 | 8321.1865
1979-03-22 18:00 | 3 | 0 | 0 | 0% | 0 | 0
1979-03-22 19:00 | 3 | 0 | 0 | 0% | 0 | 0
1979-03-22 20:00 | 3 | 0 | 0 | 0% | 0 | 0
1979-03-22 21:00 | 3 | 0 | 0 | 0% | 0 | 0
1979-03-22 22:00 | 3 | 0 | 0 | 0% | 0 | 0
1979-03-22 23:00 | 3 | 0 | 0 | 0% | 0 | 0
1979-03-23 | 3 | 0 | 0 | 0% | 0 | 0
1979-03-23 01:00 | 3 | 0 | 0 | 0% | 0 | 0
1979-03-23 02:00 | 3 | 0 | 0 | 0% | 0 | 0
1979-03-23 03:00 | 3 | 0 | 0 | 0% | 0 | 0
1979-03-23 04:00 | 3 | 0 | 0 | 0% | 0 | 0
1979-03-23 05:00 | 3 | 0 | 0 | 0% | 0 | 0
1979-03-23 06:00 | 3 | 9851.16 | 9801.9004 | 99.5% | 9851.16 | 9801.9004
1979-03-23 07:00 | 3 | 56124 | 55843.3438 | 99.5% | 50000 | 49749.9677
1979-03-23 08:00 | 3 | 99173.7 | 98677.8516 | 99.5% | 50000 | 49750.0101
1979-03-23 09:00 | 3 | 128897 | 128252.3906 | 99.5% | 50000 | 49749.9518
1979-03-23 10:00 | 3 | 149877 | 149127.7031 | 99.5% | 50000 | 49750.0294
1979-03-23 11:00 | 3 | 170566 | 169713.2812 | 99.5% | 50000 | 49750.0326
1979-03-23 12:00 | 3 | 179458 | 178560.5625 | 99.5% | 50000 | 49749.9589
1979-03-23 13:00 | 3 | 174809 | 173935.2969 | 99.5% | 50000 | 49750.0978
1979-03-23 14:00 | 3 | 117697 | 117108.1875 | 99.5% | 50000 | 49749.8609
1979-03-23 15:00 | 3 | 75782.3 | 75403.4219 | 99.5% | 50000 | 49750.022
1979-03-23 16:00 | 3 | 43356.7 | 43139.918 | 99.5% | 43356.7 | 43139.918
1979-03-23 17:00 | 3 | 8325.49 | 8283.8613 | 99.5% | 8325.49 | 8283.8613
1979-03-23 18:00 | 3 | 0 | 0 | 0% | 0 | 0
1979-03-23 19:00 | 3 | 0 | 0 | 0% | 0 | 0
1979-03-23 20:00 | 3 | 0 | 0 | 0% | 0 | 0
1979-03-23 21:00 | 3 | 0 | 0 | 0% | 0 | 0
1979-03-23 22:00 | 3 | 0 | 0 | 0% | 0 | 0
1979-03-23 23:00 | 3 | 0 | 0 | 0% | 0 | 0
1979-03-24 | 3 | 0 | 0 | 0% | 0 | 0
1979-03-24 01:00 | 3 | 0 | 0 | 0% | 0 | 0
1979-03-24 02:00 | 3 | 0 | 0 | 0% | 0 | 0
1979-03-24 03:00 | 3 | 0 | 0 | 0% | 0 | 0
1979-03-24 04:00 | 3 | 0 | 0 | 0% | 0 | 0
1979-03-24 05:00 | 3 | 24.9382 | 24.8135 | 99.5% | 24.9382 | 24.8135
1979-03-24 06:00 | 3 | 11605.9 | 11547.877 | 99.5% | 11605.9 | 11547.877
1979-03-24 07:00 | 3 | 60341.9 | 60040.1836 | 99.5% | 50000 | 49749.9943
1979-03-24 08:00 | 3 | 101594 | 101086.0859 | 99.5% | 50000 | 49750.0275
1979-03-24 09:00 | 3 | 134595 | 133921.6562 | 99.5% | 50000 | 49749.863
1979-03-24 10:00 | 3 | 157793 | 157004.1094 | 99.5% | 50000 | 49750.0236
1979-03-24 11:00 | 3 | 171919 | 171059.1875 | 99.5% | 50000 | 49749.9367
1979-03-24 12:00 | 3 | 180257 | 179355.6875 | 99.5% | 50000 | 49749.9924
1979-03-24 13:00 | 3 | 174796 | 173921.8281 | 99.5% | 50000 | 49749.9451
1979-03-24 14:00 | 3 | 112060 | 111499.3125 | 99.5% | 50000 | 49749.8271
1979-03-24 15:00 | 3 | 73963 | 73593.2266 | 99.5% | 50000 | 49750.0281
1979-03-24 16:00 | 3 | 44023.9 | 43803.7383 | 99.5% | 44023.9 | 43803.7383
1979-03-24 17:00 | 3 | 7921.36 | 7881.7534 | 99.5% | 7921.36 | 7881.7534
1979-03-24 18:00 | 3 | 0 | 0 | 0% | 0 | 0
1979-03-24 19:00 | 3 | 0 | 0 | 0% | 0 | 0
1979-03-24 20:00 | 3 | 0 | 0 | 0% | 0 | 0
1979-03-24 21:00 | 3 | 0 | 0 | 0% | 0 | 0
1979-03-24 22:00 | 3 | 0 | 0 | 0% | 0 | 0
1979-03-24 23:00 | 3 | 0 | 0 | 0% | 0 | 0
1979-03-25 | 3 | 0 | 0 | 0% | 0 | 0
1979-03-25 01:00 | 3 | 0 | 0 | 0% | 0 | 0
1979-03-25 02:00 | 3 | 0 | 0 | 0% | 0 | 0
1979-03-25 03:00 | 3 | 0 | 0 | 0% | 0 | 0
1979-03-25 04:00 | 3 | 0 | 0 | 0% | 0 | 0
1979-03-25 05:00 | 3 | 16.025 | 15.9449 | 99.5% | 16.025 | 15.9449
1979-03-25 06:00 | 3 | 9200.71 | 9154.7012 | 99.5% | 9200.71 | 9154.7012
1979-03-25 07:00 | 3 | 36908.5 | 36723.9688 | 99.5% | 36908.5 | 36723.9688
1979-03-25 08:00 | 3 | 67567.4 | 67229.5859 | 99.5% | 50000 | 49750.017
1979-03-25 09:00 | 3 | 138142 | 137451.7656 | 99.5% | 50000 | 49750.1722
1979-03-25 10:00 | 3 | 157099 | 156313.5312 | 99.5% | 50000 | 49750.0084
1979-03-25 11:00 | 3 | 172164 | 171303.625 | 99.5% | 50000 | 49750.1292
1979-03-25 12:00 | 3 | 179761 | 178862.5469 | 99.5% | 50000 | 49750.0979
1979-03-25 13:00 | 3 | 169449 | 168601.9062 | 99.5% | 50000 | 49750.0446
1979-03-25 14:00 | 3 | 109266 | 108719.9688 | 99.5% | 50000 | 49750.1367
1979-03-25 15:00 | 3 | 76668 | 76284.7109 | 99.5% | 50000 | 49750.0332
1979-03-25 16:00 | 3 | 28894.3 | 28749.8438 | 99.5% | 28894.3 | 28749.8438
1979-03-25 17:00 | 3 | 7142.82 | 7107.1108 | 99.5% | 7142.82 | 7107.1108
1979-03-25 18:00 | 3 | 0 | 0 | 0% | 0 | 0
1979-03-25 19:00 | 3 | 0 | 0 | 0% | 0 | 0
1979-03-25 20:00 | 3 | 0 | 0 | 0% | 0 | 0
1979-03-25 21:00 | 3 | 0 | 0 | 0% | 0 | 0
1979-03-25 22:00 | 3 | 0 | 0 | 0% | 0 | 0
1979-03-25 23:00 | 3 | 0 | 0 | 0% | 0 | 0
1979-03-26 | 3 | 0 | 0 | 0% | 0 | 0
1979-03-26 01:00 | 3 | 0 | 0 | 0% | 0 | 0
1979-03-26 02:00 | 3 | 0 | 0 | 0% | 0 | 0
1979-03-26 03:00 | 3 | 0 | 0 | 0% | 0 | 0
1979-03-26 04:00 | 3 | 0 | 0 | 0% | 0 | 0
1979-03-26 05:00 | 3 | 0 | 0 | 0% | 0 | 0
1979-03-26 06:00 | 3 | 4511.43 | 4488.8696 | 99.5% | 4511.43 | 4488.8696
1979-03-26 07:00 | 3 | 27525 | 27387.4238 | 99.5% | 27525 | 27387.4238
1979-03-26 08:00 | 3 | 73927.7 | 73558.0938 | 99.5% | 50000 | 49750.0218
1979-03-26 09:00 | 3 | 85707.9 | 85279.3594 | 99.5% | 50000 | 49749.9993
1979-03-26 10:00 | 3 | 125732 | 125103.5625 | 99.5% | 50000 | 49750.0885
1979-03-26 11:00 | 3 | 139070 | 138374.2188 | 99.5% | 50000 | 49749.845
1979-03-26 12:00 | 3 | 175690 | 174811.5312 | 99.5% | 50000 | 49749.9947
1979-03-26 13:00 | 3 | 163850 | 163030.9844 | 99.5% | 50000 | 49750.0715
1979-03-26 14:00 | 3 | 115562 | 114984.4922 | 99.5% | 50000 | 49750.1307
1979-03-26 15:00 | 3 | 75969.9 | 75590.0781 | 99.5% | 50000 | 49750.0182
1979-03-26 16:00 | 3 | 40507.9 | 40305.3867 | 99.5% | 40507.9 | 40305.3867
1979-03-26 17:00 | 3 | 7576.99 | 7539.1011 | 99.5% | 7576.99 | 7539.1011
1979-03-26 18:00 | 3 | 0 | 0 | 0% | 0 | 0
1979-03-26 19:00 | 3 | 0 | 0 | 0% | 0 | 0
1979-03-26 20:00 | 3 | 0 | 0 | 0% | 0 | 0
1979-03-26 21:00 | 3 | 0 | 0 | 0% | 0 | 0
1979-03-26 22:00 | 3 | 0 | 0 | 0% | 0 | 0
1979-03-26 23:00 | 3 | 0 | 0 | 0% | 0 | 0
1979-03-27 | 3 | 0 | 0 | 0% | 0 | 0
1979-03-27 01:00 | 3 | 0 | 0 | 0% | 0 | 0
1979-03-27 02:00 | 3 | 0 | 0 | 0% | 0 | 0
1979-03-27 03:00 | 3 | 0 | 0 | 0% | 0 | 0
1979-03-27 04:00 | 3 | 0 | 0 | 0% | 0 | 0
1979-03-27 05:00 | 3 | 66.1435 | 65.8128 | 99.5% | 66.1435 | 65.8128
1979-03-27 06:00 | 3 | 6498.61 | 6466.1133 | 99.5% | 6498.61 | 6466.1133
1979-03-27 07:00 | 3 | 24604 | 24480.9785 | 99.5% | 24604 | 24480.9785
1979-03-27 08:00 | 3 | 40548.1 | 40345.3672 | 99.5% | 40548.1 | 40345.3672
1979-03-27 09:00 | 3 | 44930.5 | 44705.8164 | 99.5% | 44930.5 | 44705.8164
1979-03-27 10:00 | 3 | 70583.2 | 70230.3281 | 99.5% | 50000 | 49750.0313
1979-03-27 11:00 | 3 | 75972.9 | 75593 | 99.5% | 50000 | 49749.9766
1979-03-27 12:00 | 3 | 44044.5 | 43824.3008 | 99.5% | 44044.5 | 43824.3008
1979-03-27 13:00 | 3 | 75545.1 | 75167.3359 | 99.5% | 50000 | 49749.9745
1979-03-27 14:00 | 3 | 72529.9 | 72167.2344 | 99.5% | 50000 | 49749.9889
1979-03-27 15:00 | 3 | 30034.8 | 29884.6055 | 99.5% | 30034.8 | 29884.6055
1979-03-27 16:00 | 3 | 26154.8 | 26024.0566 | 99.5% | 26154.8 | 26024.0566
1979-03-27 17:00 | 3 | 8385.41 | 8343.4805 | 99.5% | 8385.41 | 8343.4805
1979-03-27 18:00 | 3 | 16.1383 | 16.0576 | 99.5% | 16.1383 | 16.0576
1979-03-27 19:00 | 3 | 0 | 0 | 0% | 0 | 0
1979-03-27 20:00 | 3 | 0 | 0 | 0% | 0 | 0
1979-03-27 21:00 | 3 | 0 | 0 | 0% | 0 | 0
1979-03-27 22:00 | 3 | 0 | 0 | 0% | 0 | 0
1979-03-27 23:00 | 3 | 0 | 0 | 0% | 0 | 0
1979-03-28 | 3 | 0 | 0 | 0% | 0 | 0
1979-03-28 01:00 | 3 | 0 | 0 | 0% | 0 | 0
1979-03-28 02:00 | 3 | 0 | 0 | 0% | 0 | 0
1979-03-28 03:00 | 3 | 0 | 0 | 0% | 0 | 0
1979-03-28 04:00 | 3 | 0 | 0 | 0% | 0 | 0
1979-03-28 05:00 | 3 | 369.409 | 367.5619 | 99.5% | 369.409 | 367.5619
1979-03-28 06:00 | 3 | 16948.8 | 16864.0742 | 99.5% | 16948.8 | 16864.0742
1979-03-28 07:00 | 3 | 47874.3 | 47634.9492 | 99.5% | 47874.3 | 47634.9492
1979-03-28 08:00 | 3 | 74670.6 | 74297.2969 | 99.5% | 50000 | 49750.0334
1979-03-28 09:00 | 3 | 101234 | 100728 | 99.5% | 50000 | 49750.084
1979-03-28 10:00 | 3 | 92498 | 92035.4922 | 99.5% | 50000 | 49749.9904
1979-03-28 11:00 | 3 | 143712 | 142993.6875 | 99.5% | 50000 | 49750.0861
1979-03-28 12:00 | 3 | 132599 | 131936.4375 | 99.5% | 50000 | 49750.1631
1979-03-28 13:00 | 3 | 141603 | 140895.0938 | 99.5% | 50000 | 49750.0384
1979-03-28 14:00 | 3 | 105935 | 105405.7812 | 99.5% | 50000 | 49750.2153
1979-03-28 15:00 | 3 | 74152.7 | 73781.9375 | 99.5% | 50000 | 49750.0007
1979-03-28 16:00 | 3 | 40576.4 | 40373.543 | 99.5% | 40576.4 | 40373.543
1979-03-28 17:00 | 3 | 9357.51 | 9310.7197 | 99.5% | 9357.51 | 9310.7197
1979-03-28 18:00 | 3 | 0 | 0 | 0% | 0 | 0
1979-03-28 19:00 | 3 | 0 | 0 | 0% | 0 | 0
1979-03-28 20:00 | 3 | 0 | 0 | 0% | 0 | 0
1979-03-28 21:00 | 3 | 0 | 0 | 0% | 0 | 0
1979-03-28 22:00 | 3 | 0 | 0 | 0% | 0 | 0
1979-03-28 23:00 | 3 | 0 | 0 | 0% | 0 | 0
1979-03-29 | 3 | 0 | 0 | 0% | 0 | 0
1979-03-29 01:00 | 3 | 0 | 0 | 0% | 0 | 0
1979-03-29 02:00 | 3 | 0 | 0 | 0% | 0 | 0
1979-03-29 03:00 | 3 | 0 | 0 | 0% | 0 | 0
1979-03-29 04:00 | 3 | 0 | 0 | 0% | 0 | 0
1979-03-29 05:00 | 3 | 883.49 | 879.072 | 99.5% | 883.49 | 879.072
1979-03-29 06:00 | 3 | 14815.1 | 14740.9834 | 99.5% | 14815.1 | 14740.9834
1979-03-29 07:00 | 3 | 48619.9 | 48376.7578 | 99.5% | 48619.9 | 48376.7578
1979-03-29 08:00 | 3 | 69964.5 | 69614.7031 | 99.5% | 50000 | 49750.0183
1979-03-29 09:00 | 3 | 109642 | 109093.4844 | 99.5% | 50000 | 49749.8606
1979-03-29 10:00 | 3 | 155170 | 154394.2344 | 99.5% | 50000 | 49750.0272
1979-03-29 11:00 | 3 | 143677 | 142958.9219 | 99.5% | 50000 | 49750.1068
1979-03-29 12:00 | 3 | 162734 | 161920.3594 | 99.5% | 50000 | 49750.009
1979-03-29 13:00 | 3 | 161301 | 160494.0625 | 99.5% | 50000 | 49749.8659
1979-03-29 14:00 | 3 | 111008 | 110452.5234 | 99.5% | 50000 | 49749.8034
1979-03-29 15:00 | 3 | 74222.9 | 73851.7422 | 99.5% | 50000 | 49749.9708
1979-03-29 16:00 | 3 | 44062.9 | 43842.6016 | 99.5% | 44062.9 | 43842.6016
1979-03-29 17:00 | 3 | 10384.6 | 10332.7051 | 99.5% | 10384.6 | 10332.7051
1979-03-29 18:00 | 3 | 0.01738 | 0.017293 | 99.5% | 0.01738 | 0.017293
1979-03-29 19:00 | 3 | 0 | 0 | 0% | 0 | 0
1979-03-29 20:00 | 3 | 0 | 0 | 0% | 0 | 0
1979-03-29 21:00 | 3 | 0 | 0 | 0% | 0 | 0
1979-03-29 22:00 | 3 | 0 | 0 | 0% | 0 | 0
1979-03-29 23:00 | 3 | 0 | 0 | 0% | 0 | 0
1979-03-30 | 3 | 0 | 0 | 0% | 0 | 0
1979-03-30 01:00 | 3 | 0 | 0 | 0% | 0 | 0
1979-03-30 02:00 | 3 | 0 | 0 | 0% | 0 | 0
1979-03-30 03:00 | 3 | 0 | 0 | 0% | 0 | 0
1979-03-30 04:00 | 3 | 0 | 0 | 0% | 0 | 0
1979-03-30 05:00 | 3 | 324.016 | 322.3955 | 99.5% | 324.016 | 322.3955
1979-03-30 06:00 | 3 | 15784.4 | 15705.4365 | 99.5% | 15784.4 | 15705.4365
1979-03-30 07:00 | 3 | 62924.1 | 62609.5195 | 99.5% | 50000 | 49750.0318
1979-03-30 08:00 | 3 | 108231 | 107690.1484 | 99.5% | 50000 | 49750.1402
1979-03-30 09:00 | 3 | 145696 | 144967.9688 | 99.5% | 50000 | 49750.154
1979-03-30 10:00 | 3 | 153267 | 152500.8281 | 99.5% | 50000 | 49750.0532
1979-03-30 11:00 | 3 | 155379 | 154601.9062 | 99.5% | 50000 | 49749.936
1979-03-30 12:00 | 3 | 120938 | 120333.4531 | 99.5% | 50000 | 49750.0592
1979-03-30 13:00 | 3 | 152562 | 151799.5156 | 99.5% | 50000 | 49750.1067
1979-03-30 14:00 | 3 | 105359 | 104832.4688 | 99.5% | 50000 | 49750.1252
1979-03-30 15:00 | 3 | 74680.3 | 74306.8828 | 99.5% | 50000 | 49749.9895
1979-03-30 16:00 | 3 | 43226.7 | 43010.5781 | 99.5% | 43226.7 | 43010.5781
1979-03-30 17:00 | 3 | 5956.12 | 5926.3408 | 99.5% | 5956.12 | 5926.3408
1979-03-30 18:00 | 3 | 0 | 0 | 0% | 0 | 0
1979-03-30 19:00 | 3 | 0 | 0 | 0% | 0 | 0
1979-03-30 20:00 | 3 | 0 | 0 | 0% | 0 | 0
1979-03-30 21:00 | 3 | 0 | 0 | 0% | 0 | 0
1979-03-30 22:00 | 3 | 0 | 0 | 0% | 0 | 0
1979-03-30 23:00 | 3 | 0 | 0 | 0% | 0 | 0
1979-03-31 | 3 | 0 | 0 | 0% | 0 | 0
1979-03-31 01:00 | 3 | 0 | 0 | 0% | 0 | 0
1979-03-31 02:00 | 3 | 0 | 0 | 0% | 0 | 0
1979-03-31 03:00 | 3 | 0 | 0 | 0% | 0 | 0
1979-03-31 04:00 | 3 | 0 | 0 | 0% | 0 | 0
1979-03-31 05:00 | 3 | 593.546 | 590.5778 | 99.5% | 593.546 | 590.5778
1979-03-31 06:00 | 3 | 16119.9 | 16039.3457 | 99.5% | 16119.9 | 16039.3457
1979-03-31 07:00 | 3 | 59998.6 | 59698.6133 | 99.5% | 50000 | 49750.0052
1979-03-31 08:00 | 3 | 106205 | 105673.625 | 99.5% | 50000 | 49749.8352
1979-03-31 09:00 | 3 | 145388 | 144661.4062 | 99.5% | 50000 | 49750.1191
1979-03-31 10:00 | 3 | 164313 | 163491.4062 | 99.5% | 50000 | 49749.9913
1979-03-31 11:00 | 3 | 176236 | 175355.3125 | 99.5% | 50000 | 49750.1397
1979-03-31 12:00 | 3 | 184278 | 183356.2812 | 99.5% | 50000 | 49749.9108
1979-03-31 13:00 | 3 | 180231 | 179330.0156 | 99.5% | 50000 | 49750.0473
1979-03-31 14:00 | 3 | 108613 | 108069.9062 | 99.5% | 50000 | 49749.9868
1979-03-31 15:00 | 3 | 76735.4 | 76351.7109 | 99.5% | 50000 | 49749.9921
1979-03-31 16:00 | 3 | 45733.5 | 45504.8008 | 99.5% | 45733.5 | 45504.8008
1979-03-31 17:00 | 3 | 9697.24 | 9648.752 | 99.5% | 9697.24 | 9648.752
1979-03-31 18:00 | 3 | 0 | 0 | 0% | 0 | 0
1979-03-31 19:00 | 3 | 0 | 0 | 0% | 0 | 0
1979-03-31 20:00 | 3 | 0 | 0 | 0% | 0 | 0
1979-03-31 21:00 | 3 | 0 | 0 | 0% | 0 | 0
1979-03-31 22:00 | 3 | 0 | 0 | 0% | 0 | 0
1979-03-31 23:00 | 3 | 0 | 0 | 0% | 0 | 0
1987-04-01 | 4 | 0 | 0 | 0% | 0 | 0
1987-04-01 01:00 | 4 | 0 | 0 | 0% | 0 | 0
1987-04-01 02:00 | 4 | 0 | 0 | 0% | 0 | 0
1987-04-01 03:00 | 4 | 0 | 0 | 0% | 0 | 0
1987-04-01 04:00 | 4 | 0 | 0 | 0% | 0 | 0
1987-04-01 05:00 | 4 | 735.551 | 731.8734 | 99.5% | 735.551 | 731.8734
1987-04-01 06:00 | 4 | 16370 | 16288.1973 | 99.5% | 16370 | 16288.1973
1987-04-01 07:00 | 4 | 62263.1 | 61951.7695 | 99.5% | 50000 | 49749.988
1987-04-01 08:00 | 4 | 108576 | 108032.7109 | 99.5% | 50000 | 49749.8116
1987-04-01 09:00 | 4 | 140886 | 140181.8281 | 99.5% | 50000 | 49750.0916
1987-04-01 10:00 | 4 | 161070 | 160264.9688 | 99.5% | 50000 | 49750.0989
1987-04-01 11:00 | 4 | 172434 | 171571.4219 | 99.5% | 50000 | 49749.8817
1987-04-01 12:00 | 4 | 181714 | 180805.9062 | 99.5% | 50000 | 49750.131
1987-04-01 13:00 | 4 | 174336 | 173464.6094 | 99.5% | 50000 | 49750.083
1987-04-01 14:00 | 4 | 113346 | 112779.0234 | 99.5% | 50000 | 49749.8912
1987-04-01 15:00 | 4 | 79566.2 | 79168.3359 | 99.5% | 50000 | 49749.9792
1987-04-01 16:00 | 4 | 46034.7 | 45804.5586 | 99.5% | 46034.7 | 45804.5586
1987-04-01 17:00 | 4 | 9478.41 | 9431.0205 | 99.5% | 9478.41 | 9431.0205
1987-04-01 18:00 | 4 | 16.1175 | 16.0369 | 99.5% | 16.1175 | 16.0369
1987-04-01 19:00 | 4 | 0 | 0 | 0% | 0 | 0
1987-04-01 20:00 | 4 | 0 | 0 | 0% | 0 | 0
1987-04-01 21:00 | 4 | 0 | 0 | 0% | 0 | 0
1987-04-01 22:00 | 4 | 0 | 0 | 0% | 0 | 0
1987-04-01 23:00 | 4 | 0 | 0 | 0% | 0 | 0
1987-04-02 | 4 | 0 | 0 | 0% | 0 | 0
1987-04-02 01:00 | 4 | 0 | 0 | 0% | 0 | 0
1987-04-02 02:00 | 4 | 0 | 0 | 0% | 0 | 0
1987-04-02 03:00 | 4 | 0 | 0 | 0% | 0 | 0
1987-04-02 04:00 | 4 | 0 | 0 | 0% | 0 | 0
1987-04-02 05:00 | 4 | 880.591 | 876.1877 | 99.5% | 880.591 | 876.1877
1987-04-02 06:00 | 4 | 19078.7 | 18983.3184 | 99.5% | 19078.7 | 18983.3184
1987-04-02 07:00 | 4 | 46769.7 | 46535.8789 | 99.5% | 46769.7 | 46535.8789
1987-04-02 08:00 | 4 | 84718.4 | 84294.7969 | 99.5% | 50000 | 49749.9934
1987-04-02 09:00 | 4 | 140633 | 139929.8281 | 99.5% | 50000 | 49749.9976
1987-04-02 10:00 | 4 | 156333 | 155551.6719 | 99.5% | 50000 | 49750.1077
1987-04-02 11:00 | 4 | 168377 | 167535.0156 | 99.5% | 50000 | 49749.9705
1987-04-02 12:00 | 4 | 144580 | 143857.0938 | 99.5% | 50000 | 49749.9978
1987-04-02 13:00 | 4 | 141203 | 140497.3281 | 99.5% | 50000 | 49750.1215
1987-04-02 14:00 | 4 | 59776.4 | 59477.5156 | 99.5% | 50000 | 49749.998
1987-04-02 15:00 | 4 | 43581.9 | 43364.0273 | 99.5% | 43581.9 | 43364.0273
1987-04-02 16:00 | 4 | 19033.3 | 18938.1035 | 99.5% | 19033.3 | 18938.1035
1987-04-02 17:00 | 4 | 4675.56 | 4652.186 | 99.5% | 4675.56 | 4652.186
1987-04-02 18:00 | 4 | 16.0873 | 16.0069 | 99.5% | 16.0873 | 16.0069
1987-04-02 19:00 | 4 | 0 | 0 | 0% | 0 | 0
1987-04-02 20:00 | 4 | 0 | 0 | 0% | 0 | 0
1987-04-02 21:00 | 4 | 0 | 0 | 0% | 0 | 0
1987-04-02 22:00 | 4 | 0 | 0 | 0% | 0 | 0
1987-04-02 23:00 | 4 | 0 | 0 | 0% | 0 | 0
1987-04-03 | 4 | 0 | 0 | 0% | 0 | 0
1987-04-03 01:00 | 4 | 0 | 0 | 0% | 0 | 0
1987-04-03 02:00 | 4 | 0 | 0 | 0% | 0 | 0
1987-04-03 03:00 | 4 | 0 | 0 | 0% | 0 | 0
1987-04-03 04:00 | 4 | 0 | 0 | 0% | 0 | 0
1987-04-03 05:00 | 4 | 367.317 | 365.48 | 99.5% | 367.317 | 365.48
1987-04-03 06:00 | 4 | 10828.6 | 10774.4512 | 99.5% | 10828.6 | 10774.4512
1987-04-03 07:00 | 4 | 62245.2 | 61933.9961 | 99.5% | 50000 | 49750.0177
1987-04-03 08:00 | 4 | 98410.9 | 97918.8125 | 99.5% | 50000 | 49749.9832
1987-04-03 09:00 | 4 | 132697 | 132033.6406 | 99.5% | 50000 | 49750.0473
1987-04-03 10:00 | 4 | 137222 | 136535.5312 | 99.5% | 50000 | 49749.8693
1987-04-03 11:00 | 4 | 177167 | 176280.8281 | 99.5% | 50000 | 49749.9049
1987-04-03 12:00 | 4 | 109406 | 108858.9766 | 99.5% | 50000 | 49750.003
1987-04-03 13:00 | 4 | 114296 | 113724.6406 | 99.5% | 50000 | 49750.0528
1987-04-03 14:00 | 4 | 104653 | 104129.3984 | 99.5% | 50000 | 49749.8392
1987-04-03 15:00 | 4 | 25248.3 | 25122.0566 | 99.5% | 25248.3 | 25122.0566
1987-04-03 16:00 | 4 | 43205.3 | 42989.3086 | 99.5% | 43205.3 | 42989.3086
1987-04-03 17:00 | 4 | 5091.43 | 5065.9741 | 99.5% | 5091.43 | 5065.9741
1987-04-03 18:00 | 4 | 0 | 0 | 0% | 0 | 0
1987-04-03 19:00 | 4 | 0 | 0 | 0% | 0 | 0
1987-04-03 20:00 | 4 | 0 | 0 | 0% | 0 | 0
1987-04-03 21:00 | 4 | 0 | 0 | 0% | 0 | 0
1987-04-03 22:00 | 4 | 0 | 0 | 0% | 0 | 0
1987-04-03 23:00 | 4 | 0 | 0 | 0% | 0 | 0
1987-04-04 | 4 | 0 | 0 | 0% | 0 | 0
1987-04-04 01:00 | 4 | 0 | 0 | 0% | 0 | 0
1987-04-04 02:00 | 4 | 0 | 0 | 0% | 0 | 0
1987-04-04 03:00 | 4 | 0 | 0 | 0% | 0 | 0
1987-04-04 04:00 | 4 | 0 | 0 | 0% | 0 | 0
1987-04-04 05:00 | 4 | 879.585 | 875.1874 | 99.5% | 879.585 | 875.1874
1987-04-04 06:00 | 4 | 17829.4 | 17740.2363 | 99.5% | 17829.4 | 17740.2363
1987-04-04 07:00 | 4 | 65867.4 | 65538.0781 | 99.5% | 50000 | 49750.0115
1987-04-04 08:00 | 4 | 97891.7 | 97402.2344 | 99.5% | 50000 | 49749.9964
1987-04-04 09:00 | 4 | 121859 | 121250.125 | 99.5% | 50000 | 49750.1723
1987-04-04 10:00 | 4 | 144194 | 143472.5781 | 99.5% | 50000 | 49749.8433
1987-04-04 11:00 | 4 | 169259 | 168412.7344 | 99.5% | 50000 | 49750.0087
1987-04-04 12:00 | 4 | 180607 | 179704.4375 | 99.5% | 50000 | 49750.1308
1987-04-04 13:00 | 4 | 178593 | 177699.7656 | 99.5% | 50000 | 49749.9246
1987-04-04 14:00 | 4 | 113692 | 113123.6953 | 99.5% | 50000 | 49750.0683
1987-04-04 15:00 | 4 | 81400.4 | 80993.4062 | 99.5% | 50000 | 49750.0051
1987-04-04 16:00 | 4 | 47441.8 | 47204.6367 | 99.5% | 47441.8 | 47204.6367
1987-04-04 17:00 | 4 | 10086.2 | 10035.7656 | 99.5% | 10086.2 | 10035.7656
1987-04-04 18:00 | 4 | 0 | 0 | 0% | 0 | 0
1987-04-04 19:00 | 4 | 0 | 0 | 0% | 0 | 0
1987-04-04 20:00 | 4 | 0 | 0 | 0% | 0 | 0
1987-04-04 21:00 | 4 | 0 | 0 | 0% | 0 | 0
1987-04-04 22:00 | 4 | 0 | 0 | 0% | 0 | 0
1987-04-04 23:00 | 4 | 0 | 0 | 0% | 0 | 0
1987-04-05 | 4 | 0 | 0 | 0% | 0 | 0
1987-04-05 01:00 | 4 | 0 | 0 | 0% | 0 | 0
1987-04-05 02:00 | 4 | 0 | 0 | 0% | 0 | 0
1987-04-05 03:00 | 4 | 0 | 0 | 0% | 0 | 0
1987-04-05 04:00 | 4 | 0 | 0 | 0% | 0 | 0
1987-04-05 05:00 | 4 | 1266.75 | 1260.4133 | 99.5% | 1266.75 | 1260.4133
1987-04-05 06:00 | 4 | 20242.6 | 20141.4297 | 99.5% | 20242.6 | 20141.4297
1987-04-05 07:00 | 4 | 68514.2 | 68171.5938 | 99.5% | 50000 | 49749.9743
1987-04-05 08:00 | 4 | 113649 | 113080.9375 | 99.5% | 50000 | 49750.0803
1987-04-05 09:00 | 4 | 144211 | 143489.9844 | 99.5% | 50000 | 49750.0137
1987-04-05 10:00 | 4 | 148841 | 148097 | 99.5% | 50000 | 49750.0689
1987-04-05 11:00 | 4 | 153686 | 152917.8125 | 99.5% | 50000 | 49750.0789
1987-04-05 12:00 | 4 | 178841 | 177946.7031 | 99.5% | 50000 | 49749.9743
1987-04-05 13:00 | 4 | 176098 | 175217.9531 | 99.5% | 50000 | 49750.1258
1987-04-05 14:00 | 4 | 113790 | 113220.7578 | 99.5% | 50000 | 49749.8716
1987-04-05 15:00 | 4 | 82584.9 | 82172.0078 | 99.5% | 50000 | 49750.0196
1987-04-05 16:00 | 4 | 49199.8 | 48953.8398 | 99.5% | 49199.8 | 48953.8398
1987-04-05 17:00 | 4 | 10789.1 | 10735.1768 | 99.5% | 10789.1 | 10735.1768
1987-04-05 18:00 | 4 | 0 | 0 | 0% | 0 | 0
1987-04-05 19:00 | 4 | 0 | 0 | 0% | 0 | 0
1987-04-05 20:00 | 4 | 0 | 0 | 0% | 0 | 0
1987-04-05 21:00 | 4 | 0 | 0 | 0% | 0 | 0
1987-04-05 22:00 | 4 | 0 | 0 | 0% | 0 | 0
1987-04-05 23:00 | 4 | 0 | 0 | 0% | 0 | 0
1987-04-06 | 4 | 0 | 0 | 0% | 0 | 0
1987-04-06 01:00 | 4 | 0 | 0 | 0% | 0 | 0
1987-04-06 02:00 | 4 | 0 | 0 | 0% | 0 | 0
1987-04-06 03:00 | 4 | 0 | 0 | 0% | 0 | 0
1987-04-06 04:00 | 4 | 0 | 0 | 0% | 0 | 0
1987-04-06 05:00 | 4 | 1932.29 | 1922.6305 | 99.5% | 1932.29 | 1922.6305
1987-04-06 06:00 | 4 | 11210.9 | 11154.875 | 99.5% | 11210.9 | 11154.875
1987-04-06 07:00 | 4 | 48972.1 | 48727.2695 | 99.5% | 48972.1 | 48727.2695
1987-04-06 08:00 | 4 | 117378 | 116790.6562 | 99.5% | 50000 | 49749.8067
1987-04-06 09:00 | 4 | 145927 | 145197.0469 | 99.5% | 50000 | 49749.891
1987-04-06 10:00 | 4 | 166263 | 165431.2344 | 99.5% | 50000 | 49749.8645
1987-04-06 11:00 | 4 | 177913 | 177023.4375 | 99.5% | 50000 | 49750.0007
1987-04-06 12:00 | 4 | 184472 | 183550.0781 | 99.5% | 50000 | 49750.1188
1987-04-06 13:00 | 4 | 179774 | 178874.9531 | 99.5% | 50000 | 49749.9508
1987-04-06 14:00 | 4 | 112009 | 111448.7891 | 99.5% | 50000 | 49749.9259
1987-04-06 15:00 | 4 | 81865 | 81455.6719 | 99.5% | 50000 | 49749.9981
1987-04-06 16:00 | 4 | 48719.9 | 48476.3164 | 99.5% | 48719.9 | 48476.3164
1987-04-06 17:00 | 4 | 9368.85 | 9322.001 | 99.5% | 9368.85 | 9322.001
1987-04-06 18:00 | 4 | 60.8261 | 60.522 | 99.5% | 60.8261 | 60.522
1987-04-06 19:00 | 4 | 0 | 0 | 0% | 0 | 0
1987-04-06 20:00 | 4 | 0 | 0 | 0% | 0 | 0
1987-04-06 21:00 | 4 | 0 | 0 | 0% | 0 | 0
1987-04-06 22:00 | 4 | 0 | 0 | 0% | 0 | 0
1987-04-06 23:00 | 4 | 0 | 0 | 0% | 0 | 0
1987-04-07 | 4 | 0 | 0 | 0% | 0 | 0
1987-04-07 01:00 | 4 | 0 | 0 | 0% | 0 | 0
1987-04-07 02:00 | 4 | 0 | 0 | 0% | 0 | 0
1987-04-07 03:00 | 4 | 0 | 0 | 0% | 0 | 0
1987-04-07 04:00 | 4 | 0 | 0 | 0% | 0 | 0
1987-04-07 05:00 | 4 | 1506.23 | 1498.7035 | 99.5% | 1506.23 | 1498.7035
1987-04-07 06:00 | 4 | 22622.6 | 22509.4414 | 99.5% | 22622.6 | 22509.4414
1987-04-07 07:00 | 4 | 68620 | 68276.875 | 99.5% | 50000 | 49749.9818
1987-04-07 08:00 | 4 | 113537 | 112969.6172 | 99.5% | 50000 | 49750.1331
1987-04-07 09:00 | 4 | 138382 | 137690.3906 | 99.5% | 50000 | 49750.1086
1987-04-07 10:00 | 4 | 160635 | 159831.3594 | 99.5% | 50000 | 49749.8551
1987-04-07 11:00 | 4 | 124490 | 123867.3984 | 99.5% | 50000 | 49749.9391
1987-04-07 12:00 | 4 | 169970 | 169120.5 | 99.5% | 50000 | 49750.103
1987-04-07 13:00 | 4 | 176180 | 175299.4375 | 99.5% | 50000 | 49750.0958
1987-04-07 14:00 | 4 | 108768 | 108224.625 | 99.5% | 50000 | 49750.2138
1987-04-07 15:00 | 4 | 80456.9 | 80054.5859 | 99.5% | 50000 | 49749.9816
1987-04-07 16:00 | 4 | 48545.2 | 48302.4609 | 99.5% | 48545.2 | 48302.4609
1987-04-07 17:00 | 4 | 9246.07 | 9199.8369 | 99.5% | 9246.07 | 9199.8369
1987-04-07 18:00 | 4 | 60.8509 | 60.5467 | 99.5% | 60.8509 | 60.5467
1987-04-07 19:00 | 4 | 0 | 0 | 0% | 0 | 0
1987-04-07 20:00 | 4 | 0 | 0 | 0% | 0 | 0
1987-04-07 21:00 | 4 | 0 | 0 | 0% | 0 | 0
1987-04-07 22:00 | 4 | 0 | 0 | 0% | 0 | 0
1987-04-07 23:00 | 4 | 0 | 0 | 0% | 0 | 0
1987-04-08 | 4 | 0 | 0 | 0% | 0 | 0
1987-04-08 01:00 | 4 | 0 | 0 | 0% | 0 | 0
1987-04-08 02:00 | 4 | 0 | 0 | 0% | 0 | 0
1987-04-08 03:00 | 4 | 0 | 0 | 0% | 0 | 0
1987-04-08 04:00 | 4 | 0 | 0 | 0% | 0 | 0
1987-04-08 05:00 | 4 | 1448.12 | 1440.8762 | 99.5% | 1448.12 | 1440.8762
1987-04-08 06:00 | 4 | 23351.9 | 23235.1074 | 99.5% | 23351.9 | 23235.1074
1987-04-08 07:00 | 4 | 72572.4 | 72209.5547 | 99.5% | 50000 | 49750.0115
1987-04-08 08:00 | 4 | 116461 | 115878.375 | 99.5% | 50000 | 49749.8626
1987-04-08 09:00 | 4 | 145134 | 144408.125 | 99.5% | 50000 | 49749.9294
1987-04-08 10:00 | 4 | 165187 | 164361.4531 | 99.5% | 50000 | 49750.1175
1987-04-08 11:00 | 4 | 176612 | 175728.9844 | 99.5% | 50000 | 49750.0126
1987-04-08 12:00 | 4 | 183501 | 182583.7969 | 99.5% | 50000 | 49750.0823
1987-04-08 13:00 | 4 | 179978 | 179078.3281 | 99.5% | 50000 | 49750.0606
1987-04-08 14:00 | 4 | 111381 | 110823.9609 | 99.5% | 50000 | 49749.9398
1987-04-08 15:00 | 4 | 82494.1 | 82081.5781 | 99.5% | 50000 | 49749.9689
1987-04-08 16:00 | 4 | 50049.5 | 49799.2891 | 99.5% | 50000 | 49750.0365
1987-04-08 17:00 | 4 | 9970.69 | 9920.8359 | 99.5% | 9970.69 | 9920.8359
1987-04-08 18:00 | 4 | 142.961 | 142.246 | 99.5% | 142.961 | 142.246
1987-04-08 19:00 | 4 | 0 | 0 | 0% | 0 | 0
1987-04-08 20:00 | 4 | 0 | 0 | 0% | 0 | 0
1987-04-08 21:00 | 4 | 0 | 0 | 0% | 0 | 0
1987-04-08 22:00 | 4 | 0 | 0 | 0% | 0 | 0
1987-04-08 23:00 | 4 | 0 | 0 | 0% | 0 | 0
1987-04-09 | 4 | 0 | 0 | 0% | 0 | 0
1987-04-09 01:00 | 4 | 0 | 0 | 0% | 0 | 0
1987-04-09 02:00 | 4 | 0 | 0 | 0% | 0 | 0
1987-04-09 03:00 | 4 | 0 | 0 | 0% | 0 | 0
1987-04-09 04:00 | 4 | 0 | 0 | 0% | 0 | 0
1987-04-09 05:00 | 4 | 1829.78 | 1820.6299 | 99.5% | 1829.78 | 1820.6299
1987-04-09 06:00 | 4 | 23075 | 22959.5879 | 99.5% | 23075 | 22959.5879
1987-04-09 07:00 | 4 | 65590 | 65262.0898 | 99.5% | 50000 | 49750.0304
1987-04-09 08:00 | 4 | 115716 | 115137.625 | 99.5% | 50000 | 49750.0886
1987-04-09 09:00 | 4 | 147074 | 146338.8281 | 99.5% | 50000 | 49750.0674
1987-04-09 10:00 | 4 | 162624 | 161810.9531 | 99.5% | 50000 | 49750.0225
1987-04-09 11:00 | 4 | 176647 | 175763.6406 | 99.5% | 50000 | 49749.9648
1987-04-09 12:00 | 4 | 182791 | 181877.4531 | 99.5% | 50000 | 49750.1116
1987-04-09 13:00 | 4 | 177983 | 177093.0469 | 99.5% | 50000 | 49749.9893
1987-04-09 14:00 | 4 | 110774 | 110220.3906 | 99.5% | 50000 | 49750.1176
1987-04-09 15:00 | 4 | 81035.2 | 80630 | 99.5% | 50000 | 49749.9852
1987-04-09 16:00 | 4 | 49957.4 | 49707.5703 | 99.5% | 49957.4 | 49707.5703
1987-04-09 17:00 | 4 | 10372.9 | 10321.0723 | 99.5% | 10372.9 | 10321.0723
1987-04-09 18:00 | 4 | 142.558 | 141.8456 | 99.5% | 142.558 | 141.8456
1987-04-09 19:00 | 4 | 0 | 0 | 0% | 0 | 0
1987-04-09 20:00 | 4 | 0 | 0 | 0% | 0 | 0
1987-04-09 21:00 | 4 | 0 | 0 | 0% | 0 | 0
1987-04-09 22:00 | 4 | 0 | 0 | 0% | 0 | 0
1987-04-09 23:00 | 4 | 0 | 0 | 0% | 0 | 0
1987-04-10 | 4 | 0 | 0 | 0% | 0 | 0
1987-04-10 01:00 | 4 | 0 | 0 | 0% | 0 | 0
1987-04-10 02:00 | 4 | 0 | 0 | 0% | 0 | 0
1987-04-10 03:00 | 4 | 0 | 0 | 0% | 0 | 0
1987-04-10 04:00 | 4 | 0 | 0 | 0% | 0 | 0
1987-04-10 05:00 | 4 | 1406.36 | 1399.3252 | 99.5% | 1406.36 | 1399.3252
1987-04-10 06:00 | 4 | 18927.2 | 18832.5293 | 99.5% | 18927.2 | 18832.5293
1987-04-10 07:00 | 4 | 68602.6 | 68259.6172 | 99.5% | 50000 | 49750.022
1987-04-10 08:00 | 4 | 116676 | 116092.5312 | 99.5% | 50000 | 49749.962
1987-04-10 09:00 | 4 | 149485 | 148737.0938 | 99.5% | 50000 | 49749.839
1987-04-10 10:00 | 4 | 168515 | 167672.2188 | 99.5% | 50000 | 49749.9388
1987-04-10 11:00 | 4 | 177007 | 176121.5781 | 99.5% | 50000 | 49749.8907
1987-04-10 12:00 | 4 | 182822 | 181907.5156 | 99.5% | 50000 | 49749.8976
1987-04-10 13:00 | 4 | 176363 | 175481.5469 | 99.5% | 50000 | 49750.1026
1987-04-10 14:00 | 4 | 115865 | 115285.75 | 99.5% | 50000 | 49750.0324
1987-04-10 15:00 | 4 | 83933.8 | 83514.0781 | 99.5% | 50000 | 49749.9685
1987-04-10 16:00 | 4 | 50466.1 | 50213.793 | 99.5% | 50000 | 49750.0233
1987-04-10 17:00 | 4 | 9878.57 | 9829.1738 | 99.5% | 9878.57 | 9829.1738
1987-04-10 18:00 | 4 | 66.0393 | 65.7091 | 99.5% | 66.0393 | 65.7091
1987-04-10 19:00 | 4 | 0 | 0 | 0% | 0 | 0
1987-04-10 20:00 | 4 | 0 | 0 | 0% | 0 | 0
1987-04-10 21:00 | 4 | 0 | 0 | 0% | 0 | 0
1987-04-10 22:00 | 4 | 0 | 0 | 0% | 0 | 0
1987-04-10 23:00 | 4 | 0 | 0 | 0% | 0 | 0
1987-04-11 | 4 | 0 | 0 | 0% | 0 | 0
1987-04-11 01:00 | 4 | 0 | 0 | 0% | 0 | 0
1987-04-11 02:00 | 4 | 0 | 0 | 0% | 0 | 0
1987-04-11 03:00 | 4 | 0 | 0 | 0% | 0 | 0
1987-04-11 04:00 | 4 | 0 | 0 | 0% | 0 | 0
1987-04-11 05:00 | 4 | 2128.45 | 2117.8101 | 99.5% | 2128.45 | 2117.8101
1987-04-11 06:00 | 4 | 8867.51 | 8823.1689 | 99.5% | 8867.51 | 8823.1689
1987-04-11 07:00 | 4 | 27094.1 | 26958.6582 | 99.5% | 27094.1 | 26958.6582
1987-04-11 08:00 | 4 | 60780.2 | 60476.3281 | 99.5% | 50000 | 49750.024
1987-04-11 09:00 | 4 | 68929.6 | 68584.9453 | 99.5% | 50000 | 49749.9951
1987-04-11 10:00 | 4 | 80869 | 80464.6172 | 99.5% | 50000 | 49749.9766
1987-04-11 11:00 | 4 | 117790 | 117201.5234 | 99.5% | 50000 | 49750.201
1987-04-11 12:00 | 4 | 97192.8 | 96706.8281 | 99.5% | 50000 | 49749.9959
1987-04-11 13:00 | 4 | 77200.5 | 76814.4922 | 99.5% | 50000 | 49749.9966
1987-04-11 14:00 | 4 | 49650.7 | 49402.4531 | 99.5% | 49650.7 | 49402.4531
1987-04-11 15:00 | 4 | 44659.8 | 44436.5195 | 99.5% | 44659.8 | 44436.5195
1987-04-11 16:00 | 4 | 29617.5 | 29469.3633 | 99.5% | 29617.5 | 29469.3633
1987-04-11 17:00 | 4 | 8392.11 | 8350.1475 | 99.5% | 8392.11 | 8350.1475
1987-04-11 18:00 | 4 | 245.896 | 244.6663 | 99.5% | 245.896 | 244.6663
1987-04-11 19:00 | 4 | 0 | 0 | 0% | 0 | 0
1987-04-11 20:00 | 4 | 0 | 0 | 0% | 0 | 0
1987-04-11 21:00 | 4 | 0 | 0 | 0% | 0 | 0
1987-04-11 22:00 | 4 | 0 | 0 | 0% | 0 | 0
1987-04-11 23:00 | 4 | 0 | 0 | 0% | 0 | 0
1987-04-12 | 4 | 0 | 0 | 0% | 0 | 0
1987-04-12 01:00 | 4 | 0 | 0 | 0% | 0 | 0
1987-04-12 02:00 | 4 | 0 | 0 | 0% | 0 | 0
1987-04-12 03:00 | 4 | 0 | 0 | 0% | 0 | 0
1987-04-12 04:00 | 4 | 0 | 0 | 0% | 0 | 0
1987-04-12 05:00 | 4 | 2063.13 | 2052.8132 | 99.5% | 2063.13 | 2052.8132
1987-04-12 06:00 | 4 | 19826.1 | 19726.9629 | 99.5% | 19826.1 | 19726.9629
1987-04-12 07:00 | 4 | 45051.8 | 44826.5 | 99.5% | 45051.8 | 44826.5
1987-04-12 08:00 | 4 | 42409.1 | 42197.0859 | 99.5% | 42409.1 | 42197.0859
1987-04-12 09:00 | 4 | 98073.1 | 97582.7266 | 99.5% | 50000 | 49749.996
1987-04-12 10:00 | 4 | 165331 | 164504.5312 | 99.5% | 50000 | 49750.0563
1987-04-12 11:00 | 4 | 176248 | 175366.4531 | 99.5% | 50000 | 49749.9129
1987-04-12 12:00 | 4 | 186461 | 185528.2344 | 99.5% | 50000 | 49749.8765
1987-04-12 13:00 | 4 | 180054 | 179153.5156 | 99.5% | 50000 | 49749.9405
1987-04-12 14:00 | 4 | 116972 | 116386.7812 | 99.5% | 50000 | 49749.8467
1987-04-12 15:00 | 4 | 85625.9 | 85197.7734 | 99.5% | 50000 | 49750.0017
1987-04-12 16:00 | 4 | 51202.2 | 50946.1523 | 99.5% | 50000 | 49749.9642
1987-04-12 17:00 | 4 | 11229.4 | 11173.2734 | 99.5% | 11229.4 | 11173.2734
1987-04-12 18:00 | 4 | 142.279 | 141.5672 | 99.5% | 142.279 | 141.5672
1987-04-12 19:00 | 4 | 0 | 0 | 0% | 0 | 0
1987-04-12 20:00 | 4 | 0 | 0 | 0% | 0 | 0
1987-04-12 21:00 | 4 | 0 | 0 | 0% | 0 | 0
1987-04-12 22:00 | 4 | 0 | 0 | 0% | 0 | 0
1987-04-12 23:00 | 4 | 0 | 0 | 0% | 0 | 0
1987-04-13 | 4 | 0 | 0 | 0% | 0 | 0
1987-04-13 01:00 | 4 | 0 | 0 | 0% | 0 | 0
1987-04-13 02:00 | 4 | 0 | 0 | 0% | 0 | 0
1987-04-13 03:00 | 4 | 0 | 0 | 0% | 0 | 0
1987-04-13 04:00 | 4 | 0 | 0 | 0% | 0 | 0
1987-04-13 05:00 | 4 | 1943.89 | 1934.1714 | 99.5% | 1943.89 | 1934.1714
1987-04-13 06:00 | 4 | 25036.8 | 24911.6289 | 99.5% | 25036.8 | 24911.6289
1987-04-13 07:00 | 4 | 68509.8 | 68167.2812 | 99.5% | 50000 | 49750.0221
1987-04-13 08:00 | 4 | 110582 | 110029.0625 | 99.5% | 50000 | 49749.9876
1987-04-13 09:00 | 4 | 145417 | 144689.4688 | 99.5% | 50000 | 49749.8466
1987-04-13 10:00 | 4 | 161564 | 160756.1875 | 99.5% | 50000 | 49750.0023
1987-04-13 11:00 | 4 | 179269 | 178373.0156 | 99.5% | 50000 | 49750.1006
1987-04-13 12:00 | 4 | 182899 | 181984.3906 | 99.5% | 50000 | 49749.9687
1987-04-13 13:00 | 4 | 176564 | 175681.6562 | 99.5% | 50000 | 49750.1349
1987-04-13 14:00 | 4 | 120012 | 119412.2266 | 99.5% | 50000 | 49750.1194
1987-04-13 15:00 | 4 | 85978.4 | 85548.5078 | 99.5% | 50000 | 49749.9999
1987-04-13 16:00 | 4 | 51475.5 | 51218.1172 | 99.5% | 50000 | 49749.9948
1987-04-13 17:00 | 4 | 11685.1 | 11626.7061 | 99.5% | 11685.1 | 11626.7061
1987-04-13 18:00 | 4 | 331.022 | 329.3672 | 99.5% | 331.022 | 329.3672
1987-04-13 19:00 | 4 | 0 | 0 | 0% | 0 | 0
1987-04-13 20:00 | 4 | 0 | 0 | 0% | 0 | 0
1987-04-13 21:00 | 4 | 0 | 0 | 0% | 0 | 0
1987-04-13 22:00 | 4 | 0 | 0 | 0% | 0 | 0
1987-04-13 23:00 | 4 | 0 | 0 | 0% | 0 | 0
1987-04-14 | 4 | 0 | 0 | 0% | 0 | 0
1987-04-14 01:00 | 4 | 0 | 0 | 0% | 0 | 0
1987-04-14 02:00 | 4 | 0 | 0 | 0% | 0 | 0
1987-04-14 03:00 | 4 | 0 | 0 | 0% | 0 | 0
1987-04-14 04:00 | 4 | 0 | 0 | 0% | 0 | 0
1987-04-14 05:00 | 4 | 3668.72 | 3650.3735 | 99.5% | 3668.72 | 3650.3735
1987-04-14 06:00 | 4 | 24609.1 | 24486.0469 | 99.5% | 24609.1 | 24486.0469
1987-04-14 07:00 | 4 | 72668.6 | 72305.2812 | 99.5% | 50000 | 49750.0167
1987-04-14 08:00 | 4 | 118924 | 118329.0703 | 99.5% | 50000 | 49749.8698
1987-04-14 09:00 | 4 | 141816 | 141107.2188 | 99.5% | 50000 | 49750.1053
1987-04-14 10:00 | 4 | 163399 | 162581.5938 | 99.5% | 50000 | 49749.8742
1987-04-14 11:00 | 4 | 178693 | 177799.9531 | 99.5% | 50000 | 49750.117
1987-04-14 12:00 | 4 | 178727 | 177833.7812 | 99.5% | 50000 | 49750.1164
1987-04-14 13:00 | 4 | 172909 | 172044.375 | 99.5% | 50000 | 49749.9769
1987-04-14 14:00 | 4 | 117593 | 117005.1562 | 99.5% | 50000 | 49750.0516
1987-04-14 15:00 | 4 | 81698.6 | 81290.1328 | 99.5% | 50000 | 49750.0158
1987-04-14 16:00 | 4 | 51257.9 | 51001.5625 | 99.5% | 50000 | 49749.9532
1987-04-14 17:00 | 4 | 13346.7 | 13279.9443 | 99.5% | 13346.7 | 13279.9443
1987-04-14 18:00 | 4 | 458.94 | 456.6454 | 99.5% | 458.94 | 456.6454
1987-04-14 19:00 | 4 | 0 | 0 | 0% | 0 | 0
1987-04-14 20:00 | 4 | 0 | 0 | 0% | 0 | 0
1987-04-14 21:00 | 4 | 0 | 0 | 0% | 0 | 0
1987-04-14 22:00 | 4 | 0 | 0 | 0% | 0 | 0
1987-04-14 23:00 | 4 | 0 | 0 | 0% | 0 | 0
1987-04-15 | 4 | 0 | 0 | 0% | 0 | 0
1987-04-15 01:00 | 4 | 0 | 0 | 0% | 0 | 0
1987-04-15 02:00 | 4 | 0 | 0 | 0% | 0 | 0
1987-04-15 03:00 | 4 | 0 | 0 | 0% | 0 | 0
1987-04-15 04:00 | 4 | 0 | 0 | 0% | 0 | 0
1987-04-15 05:00 | 4 | 3811 | 3791.9431 | 99.5% | 3811 | 3791.9431
1987-04-15 06:00 | 4 | 26546.7 | 26414.0117 | 99.5% | 26546.7 | 26414.0117
1987-04-15 07:00 | 4 | 70868.1 | 70513.7812 | 99.5% | 50000 | 49750.0153
1987-04-15 08:00 | 4 | 116221 | 115640.2266 | 99.5% | 50000 | 49750.1426
1987-04-15 09:00 | 4 | 139340 | 138643.6875 | 99.5% | 50000 | 49750.139
1987-04-15 10:00 | 4 | 168277 | 167435.625 | 99.5% | 50000 | 49750.003
1987-04-15 11:00 | 4 | 162623 | 161809.7031 | 99.5% | 50000 | 49749.9441
1987-04-15 12:00 | 4 | 171001 | 170146.0625 | 99.5% | 50000 | 49750.0197
1987-04-15 13:00 | 4 | 163700 | 162881.9062 | 99.5% | 50000 | 49750.1241
1987-04-15 14:00 | 4 | 109369 | 108822.4531 | 99.5% | 50000 | 49750.1363
1987-04-15 15:00 | 4 | 84749.2 | 84325.4141 | 99.5% | 50000 | 49749.9764
1987-04-15 16:00 | 4 | 50578.3 | 50325.4336 | 99.5% | 50000 | 49750.0248
1987-04-15 17:00 | 4 | 13287.6 | 13221.1318 | 99.5% | 13287.6 | 13221.1318
1987-04-15 18:00 | 4 | 740.424 | 736.7215 | 99.5% | 740.424 | 736.7215
1987-04-15 19:00 | 4 | 0 | 0 | 0% | 0 | 0
1987-04-15 20:00 | 4 | 0 | 0 | 0% | 0 | 0
1987-04-15 21:00 | 4 | 0 | 0 | 0% | 0 | 0
1987-04-15 22:00 | 4 | 0 | 0 | 0% | 0 | 0
1987-04-15 23:00 | 4 | 0 | 0 | 0% | 0 | 0
1987-04-16 | 4 | 0 | 0 | 0% | 0 | 0
1987-04-16 01:00 | 4 | 0 | 0 | 0% | 0 | 0
1987-04-16 02:00 | 4 | 0 | 0 | 0% | 0 | 0
1987-04-16 03:00 | 4 | 0 | 0 | 0% | 0 | 0
1987-04-16 04:00 | 4 | 0 | 0 | 0% | 0 | 0
1987-04-16 05:00 | 4 | 1976.09 | 1966.2069 | 99.5% | 1976.09 | 1966.2069
1987-04-16 06:00 | 4 | 30592 | 30439.0859 | 99.5% | 30592 | 30439.0859
1987-04-16 07:00 | 4 | 25593 | 25464.9941 | 99.5% | 25593 | 25464.9941
1987-04-16 08:00 | 4 | 110684 | 110130.4844 | 99.5% | 50000 | 49749.9568
1987-04-16 09:00 | 4 | 148884 | 148139.4688 | 99.5% | 50000 | 49749.9626
1987-04-16 10:00 | 4 | 157313 | 156526.6875 | 99.5% | 50000 | 49750.0803
1987-04-16 11:00 | 4 | 155270 | 154493.5938 | 99.5% | 50000 | 49749.9819
1987-04-16 12:00 | 4 | 171241 | 170384.5938 | 99.5% | 50000 | 49749.9412
1987-04-16 13:00 | 4 | 170216 | 169364.8906 | 99.5% | 50000 | 49749.9914
1987-04-16 14:00 | 4 | 126041 | 125410.6172 | 99.5% | 50000 | 49749.9295
1987-04-16 15:00 | 4 | 61255.7 | 60949.4492 | 99.5% | 50000 | 49750.0226
1987-04-16 16:00 | 4 | 48085.5 | 47845.0234 | 99.5% | 48085.5 | 47845.0234
1987-04-16 17:00 | 4 | 13657.9 | 13589.6211 | 99.5% | 13657.9 | 13589.6211
1987-04-16 18:00 | 4 | 367.171 | 365.3356 | 99.5% | 367.171 | 365.3356
1987-04-16 19:00 | 4 | 0 | 0 | 0% | 0 | 0
1987-04-16 20:00 | 4 | 0 | 0 | 0% | 0 | 0
1987-04-16 21:00 | 4 | 0 | 0 | 0% | 0 | 0
1987-04-16 22:00 | 4 | 0 | 0 | 0% | 0 | 0
1987-04-16 23:00 | 4 | 0 | 0 | 0% | 0 | 0
1987-04-17 | 4 | 0 | 0 | 0% | 0 | 0
1987-04-17 01:00 | 4 | 0 | 0 | 0% | 0 | 0
1987-04-17 02:00 | 4 | 0 | 0 | 0% | 0 | 0
1987-04-17 03:00 | 4 | 0 | 0 | 0% | 0 | 0
1987-04-17 04:00 | 4 | 0 | 0 | 0% | 0 | 0
1987-04-17 05:00 | 4 | 3490.23 | 3472.78 | 99.5% | 3490.23 | 3472.78
1987-04-17 06:00 | 4 | 15781 | 15702.0703 | 99.5% | 15781 | 15702.0703
1987-04-17 07:00 | 4 | 40189.5 | 39988.5352 | 99.5% | 40189.5 | 39988.5352
1987-04-17 08:00 | 4 | 65092.6 | 64767.1445 | 99.5% | 50000 | 49750.0058
1987-04-17 09:00 | 4 | 68566.4 | 68223.5938 | 99.5% | 50000 | 49750.0188
1987-04-17 10:00 | 4 | 73334.2 | 72967.5 | 99.5% | 50000 | 49749.9802
1987-04-17 11:00 | 4 | 85297.4 | 84870.8906 | 99.5% | 50000 | 49749.9869
1987-04-17 12:00 | 4 | 86425.2 | 85993.125 | 99.5% | 50000 | 49750.0295
1987-04-17 13:00 | 4 | 74250.2 | 73878.9609 | 99.5% | 50000 | 49750.008
1987-04-17 14:00 | 4 | 66252.9 | 65921.6406 | 99.5% | 50000 | 49750.0039
1987-04-17 15:00 | 4 | 57352.9 | 57066.1289 | 99.5% | 50000 | 49749.9943
1987-04-17 16:00 | 4 | 34859.5 | 34685.168 | 99.5% | 34859.5 | 34685.168
1987-04-17 17:00 | 4 | 11236.6 | 11180.46 | 99.5% | 11236.6 | 11180.46
1987-04-17 18:00 | 4 | 960.049 | 955.2488 | 99.5% | 960.049 | 955.2488
1987-04-17 19:00 | 4 | 0 | 0 | 0% | 0 | 0
1987-04-17 20:00 | 4 | 0 | 0 | 0% | 0 | 0
1987-04-17 21:00 | 4 | 0 | 0 | 0% | 0 | 0
1987-04-17 22:00 | 4 | 0 | 0 | 0% | 0 | 0
1987-04-17 23:00 | 4 | 0 | 0 | 0% | 0 | 0
1987-04-18 | 4 | 0 | 0 | 0% | 0 | 0
1987-04-18 01:00 | 4 | 0 | 0 | 0% | 0 | 0
1987-04-18 02:00 | 4 | 0 | 0 | 0% | 0 | 0
1987-04-18 03:00 | 4 | 0 | 0 | 0% | 0 | 0
1987-04-18 04:00 | 4 | 0 | 0 | 0% | 0 | 0
1987-04-18 05:00 | 4 | 3398.62 | 3381.6306 | 99.5% | 3398.62 | 3381.6306
1987-04-18 06:00 | 4 | 18291.5 | 18200 | 99.5% | 18291.5 | 18200
1987-04-18 07:00 | 4 | 43738.1 | 43519.4258 | 99.5% | 43738.1 | 43519.4258
1987-04-18 08:00 | 4 | 59030.1 | 58734.9141 | 99.5% | 50000 | 49749.97
1987-04-18 09:00 | 4 | 72078.5 | 71718.0781 | 99.5% | 50000 | 49749.9796
1987-04-18 10:00 | 4 | 127464 | 126826.3359 | 99.5% | 50000 | 49749.865
1987-04-18 11:00 | 4 | 130741 | 130087.0781 | 99.5% | 50000 | 49749.9171
1987-04-18 12:00 | 4 | 140237 | 139536.25 | 99.5% | 50000 | 49750.1551
1987-04-18 13:00 | 4 | 147244 | 146508.125 | 99.5% | 50000 | 49750.1172
1987-04-18 14:00 | 4 | 96982 | 96497.0781 | 99.5% | 50000 | 49749.9939
1987-04-18 15:00 | 4 | 69066.6 | 68721.2891 | 99.5% | 50000 | 49750.016
1987-04-18 16:00 | 4 | 25138.7 | 25012.9902 | 99.5% | 25138.7 | 25012.9902
1987-04-18 17:00 | 4 | 10588.6 | 10535.6348 | 99.5% | 10588.6 | 10535.6348
1987-04-18 18:00 | 4 | 142.597 | 141.884 | 99.5% | 142.597 | 141.884
1987-04-18 19:00 | 4 | 0 | 0 | 0% | 0 | 0
1987-04-18 20:00 | 4 | 0 | 0 | 0% | 0 | 0
1987-04-18 21:00 | 4 | 0 | 0 | 0% | 0 | 0
1987-04-18 22:00 | 4 | 0 | 0 | 0% | 0 | 0
1987-04-18 23:00 | 4 | 0 | 0 | 0% | 0 | 0
1987-04-19 | 4 | 0 | 0 | 0% | 0 | 0
1987-04-19 01:00 | 4 | 0 | 0 | 0% | 0 | 0
1987-04-19 02:00 | 4 | 0 | 0 | 0% | 0 | 0
1987-04-19 03:00 | 4 | 0 | 0 | 0% | 0 | 0
1987-04-19 04:00 | 4 | 0 | 0 | 0% | 0 | 0
1987-04-19 05:00 | 4 | 3123.52 | 3107.9067 | 99.5% | 3123.52 | 3107.9067
1987-04-19 06:00 | 4 | 29111.2 | 28965.6758 | 99.5% | 29111.2 | 28965.6758
1987-04-19 07:00 | 4 | 71379.8 | 71022.8984 | 99.5% | 50000 | 49749.9982
1987-04-19 08:00 | 4 | 118647 | 118054.0469 | 99.5% | 50000 | 49750.1188
1987-04-19 09:00 | 4 | 154360 | 153588.3281 | 99.5% | 50000 | 49750.0415
1987-04-19 10:00 | 4 | 173650 | 172781.7344 | 99.5% | 50000 | 49749.9955
1987-04-19 11:00 | 4 | 182785 | 181871.3906 | 99.5% | 50000 | 49750.0863
1987-04-19 12:00 | 4 | 187471 | 186533.2188 | 99.5% | 50000 | 49749.8863
1987-04-19 13:00 | 4 | 181493 | 180585.8906 | 99.5% | 50000 | 49750.098
1987-04-19 14:00 | 4 | 131361 | 130704.0547 | 99.5% | 50000 | 49749.9466
1987-04-19 15:00 | 4 | 88348.5 | 87906.7266 | 99.5% | 50000 | 49749.9825
1987-04-19 16:00 | 4 | 55072.9 | 54797.5625 | 99.5% | 50000 | 49750.0245
1987-04-19 17:00 | 4 | 13304.1 | 13237.623 | 99.5% | 13304.1 | 13237.623
1987-04-19 18:00 | 4 | 539.819 | 537.1195 | 99.5% | 539.819 | 537.1195
1987-04-19 19:00 | 4 | 0 | 0 | 0% | 0 | 0
1987-04-19 20:00 | 4 | 0 | 0 | 0% | 0 | 0
1987-04-19 21:00 | 4 | 0 | 0 | 0% | 0 | 0
1987-04-19 22:00 | 4 | 0 | 0 | 0% | 0 | 0
1987-04-19 23:00 | 4 | 0 | 0 | 0% | 0 | 0
1987-04-20 | 4 | 0 | 0 | 0% | 0 | 0
1987-04-20 01:00 | 4 | 0 | 0 | 0% | 0 | 0
1987-04-20 02:00 | 4 | 0 | 0 | 0% | 0 | 0
1987-04-20 03:00 | 4 | 0 | 0 | 0% | 0 | 0
1987-04-20 04:00 | 4 | 0 | 0 | 0% | 0 | 0
1987-04-20 05:00 | 4 | 2518.83 | 2506.2312 | 99.5% | 2518.83 | 2506.2312
1987-04-20 06:00 | 4 | 34417.4 | 34245.3281 | 99.5% | 34417.4 | 34245.3281
1987-04-20 07:00 | 4 | 85647.2 | 85218.9922 | 99.5% | 50000 | 49750.0165
1987-04-20 08:00 | 4 | 128170 | 127528.8828 | 99.5% | 50000 | 49749.8958
1987-04-20 09:00 | 4 | 157674 | 156886.0938 | 99.5% | 50000 | 49750.1471
1987-04-20 10:00 | 4 | 173269 | 172402.1875 | 99.5% | 50000 | 49749.8651
1987-04-20 11:00 | 4 | 180340 | 179438.1875 | 99.5% | 50000 | 49749.9688
1987-04-20 12:00 | 4 | 188433 | 187490.7812 | 99.5% | 50000 | 49749.9857
1987-04-20 13:00 | 4 | 185143 | 184216.8594 | 99.5% | 50000 | 49749.8851
1987-04-20 14:00 | 4 | 138623 | 137930.2344 | 99.5% | 50000 | 49750.126
1987-04-20 15:00 | 4 | 89315.7 | 88869.1094 | 99.5% | 50000 | 49749.9932
1987-04-20 16:00 | 4 | 56155.2 | 55874.4375 | 99.5% | 50000 | 49750.012
1987-04-20 17:00 | 4 | 12478.7 | 12416.293 | 99.5% | 12478.7 | 12416.293
1987-04-20 18:00 | 4 | 637.267 | 634.0811 | 99.5% | 637.267 | 634.0811
1987-04-20 19:00 | 4 | 0 | 0 | 0% | 0 | 0
1987-04-20 20:00 | 4 | 0 | 0 | 0% | 0 | 0
1987-04-20 21:00 | 4 | 0 | 0 | 0% | 0 | 0
1987-04-20 22:00 | 4 | 0 | 0 | 0% | 0 | 0
1987-04-20 23:00 | 4 | 0 | 0 | 0% | 0 | 0
1987-04-21 | 4 | 0 | 0 | 0% | 0 | 0
1987-04-21 01:00 | 4 | 0 | 0 | 0% | 0 | 0
1987-04-21 02:00 | 4 | 0 | 0 | 0% | 0 | 0
1987-04-21 03:00 | 4 | 0 | 0 | 0% | 0 | 0
1987-04-21 04:00 | 4 | 0 | 0 | 0% | 0 | 0
1987-04-21 05:00 | 4 | 3098.43 | 3082.9375 | 99.5% | 3098.43 | 3082.9375
1987-04-21 06:00 | 4 | 32990.9 | 32825.9414 | 99.5% | 32990.9 | 32825.9414
1987-04-21 07:00 | 4 | 81498.3 | 81090.8203 | 99.5% | 50000 | 49750.0072
1987-04-21 08:00 | 4 | 122355 | 121742.8125 | 99.5% | 50000 | 49749.8314
1987-04-21 09:00 | 4 | 150663 | 149909.8594 | 99.5% | 50000 | 49750.0579
1987-04-21 10:00 | 4 | 168892 | 168047.1094 | 99.5% | 50000 | 49749.8725
1987-04-21 11:00 | 4 | 179553 | 178654.8125 | 99.5% | 50000 | 49749.8823
1987-04-21 12:00 | 4 | 185777 | 184848.2656 | 99.5% | 50000 | 49750.0405
1987-04-21 13:00 | 4 | 181452 | 180544.7031 | 99.5% | 50000 | 49749.9898
1987-04-21 14:00 | 4 | 136507 | 135824.2969 | 99.5% | 50000 | 49749.9384
1987-04-21 15:00 | 4 | 87871.8 | 87432.4141 | 99.5% | 50000 | 49749.9847
1987-04-21 16:00 | 4 | 55282 | 55005.5469 | 99.5% | 50000 | 49749.961
1987-04-21 17:00 | 4 | 13527.1 | 13459.4209 | 99.5% | 13527.1 | 13459.4209
1987-04-21 18:00 | 4 | 681.912 | 678.502 | 99.5% | 681.912 | 678.502
1987-04-21 19:00 | 4 | 0 | 0 | 0% | 0 | 0
1987-04-21 20:00 | 4 | 0 | 0 | 0% | 0 | 0
1987-04-21 21:00 | 4 | 0 | 0 | 0% | 0 | 0
1987-04-21 22:00 | 4 | 0 | 0 | 0% | 0 | 0
1987-04-21 23:00 | 4 | 0 | 0 | 0% | 0 | 0
1987-04-22 | 4 | 0 | 0 | 0% | 0 | 0
1987-04-22 01:00 | 4 | 0 | 0 | 0% | 0 | 0
1987-04-22 02:00 | 4 | 0 | 0 | 0% | 0 | 0
1987-04-22 03:00 | 4 | 0 | 0 | 0% | 0 | 0
1987-04-22 04:00 | 4 | 0 | 0 | 0% | 0 | 0
1987-04-22 05:00 | 4 | 3825.36 | 3806.2302 | 99.5% | 3825.36 | 3806.2302
1987-04-22 06:00 | 4 | 31607.3 | 31449.2324 | 99.5% | 31607.3 | 31449.2324
1987-04-22 07:00 | 4 | 78850.5 | 78456.2266 | 99.5% | 50000 | 49749.9867
1987-04-22 08:00 | 4 | 123702 | 123083.3594 | 99.5% | 50000 | 49749.9472
1987-04-22 09:00 | 4 | 154620 | 153846.7969 | 99.5% | 50000 | 49749.9667
1987-04-22 10:00 | 4 | 168461 | 167619.0469 | 99.5% | 50000 | 49750.1044
1987-04-22 11:00 | 4 | 179797 | 178897.5469 | 99.5% | 50000 | 49749.8698
1987-04-22 12:00 | 4 | 186180 | 185248.7812 | 99.5% | 50000 | 49749.9144
1987-04-22 13:00 | 4 | 181998 | 181088.2031 | 99.5% | 50000 | 49750.0531
1987-04-22 14:00 | 4 | 140037 | 139337.0312 | 99.5% | 50000 | 49750.0772
1987-04-22 15:00 | 4 | 88534.2 | 88091.4844 | 99.5% | 50000 | 49749.9748
1987-04-22 16:00 | 4 | 54365.5 | 54093.707 | 99.5% | 50000 | 49750.0318
1987-04-22 17:00 | 4 | 13738.2 | 13669.542 | 99.5% | 13738.2 | 13669.542
1987-04-22 18:00 | 4 | 879.467 | 875.0693 | 99.5% | 879.467 | 875.0693
1987-04-22 19:00 | 4 | 0 | 0 | 0% | 0 | 0
1987-04-22 20:00 | 4 | 0 | 0 | 0% | 0 | 0
1987-04-22 21:00 | 4 | 0 | 0 | 0% | 0 | 0
1987-04-22 22:00 | 4 | 0 | 0 | 0% | 0 | 0
1987-04-22 23:00 | 4 | 0 | 0 | 0% | 0 | 0
1987-04-23 | 4 | 0 | 0 | 0% | 0 | 0
1987-04-23 01:00 | 4 | 0 | 0 | 0% | 0 | 0
1987-04-23 02:00 | 4 | 0 | 0 | 0% | 0 | 0
1987-04-23 03:00 | 4 | 0 | 0 | 0% | 0 | 0
1987-04-23 04:00 | 4 | 0 | 0 | 0% | 0 | 0
1987-04-23 05:00 | 4 | 3515.79 | 3498.2085 | 99.5% | 3515.79 | 3498.2085
1987-04-23 06:00 | 4 | 26816.7 | 26682.5762 | 99.5% | 26816.7 | 26682.5762
1987-04-23 07:00 | 4 | 74048.6 | 73678.3203 | 99.5% | 50000 | 49749.9752
1987-04-23 08:00 | 4 | 103135 | 102619.0078 | 99.5% | 50000 | 49749.8462
1987-04-23 09:00 | 4 | 147790 | 147051.125 | 99.5% | 50000 | 49750.0254
1987-04-23 10:00 | 4 | 154207 | 153435.6406 | 99.5% | 50000 | 49749.8948
1987-04-23 11:00 | 4 | 172582 | 171719.1875 | 99.5% | 50000 | 49750.0282
1987-04-23 12:00 | 4 | 183682 | 182763.2031 | 99.5% | 50000 | 49749.8947
1987-04-23 13:00 | 4 | 169816 | 168967.125 | 99.5% | 50000 | 49750.0604
1987-04-23 14:00 | 4 | 132901 | 132236.7031 | 99.5% | 50000 | 49750.0783
1987-04-23 15:00 | 4 | 89641.9 | 89193.6562 | 99.5% | 50000 | 49749.9809
1987-04-23 16:00 | 4 | 55366.9 | 55090.1016 | 99.5% | 50000 | 49750.0326
1987-04-23 17:00 | 4 | 15039.9 | 14964.6553 | 99.5% | 15039.9 | 14964.6553
1987-04-23 18:00 | 4 | 742.335 | 738.6232 | 99.5% | 742.335 | 738.6232
1987-04-23 19:00 | 4 | 0 | 0 | 0% | 0 | 0
1987-04-23 20:00 | 4 | 0 | 0 | 0% | 0 | 0
1987-04-23 21:00 | 4 | 0 | 0 | 0% | 0 | 0
1987-04-23 22:00 | 4 | 0 | 0 | 0% | 0 | 0
1987-04-23 23:00 | 4 | 0 | 0 | 0% | 0 | 0
1987-04-24 | 4 | 0 | 0 | 0% | 0 | 0
1987-04-24 01:00 | 4 | 0 | 0 | 0% | 0 | 0
1987-04-24 02:00 | 4 | 0 | 0 | 0% | 0 | 0
1987-04-24 03:00 | 4 | 0 | 0 | 0% | 0 | 0
1987-04-24 04:00 | 4 | 0 | 0 | 0% | 0 | 0
1987-04-24 05:00 | 4 | 3082.17 | 3066.7603 | 99.5% | 3082.17 | 3066.7603
1987-04-24 06:00 | 4 | 33091.3 | 32925.8125 | 99.5% | 33091.3 | 32925.8125
1987-04-24 07:00 | 4 | 76184.1 | 75803.1719 | 99.5% | 50000 | 49749.995
1987-04-24 08:00 | 4 | 89066.2 | 88620.8906 | 99.5% | 50000 | 49750.0121
1987-04-24 09:00 | 4 | 146440 | 145707.4062 | 99.5% | 50000 | 49749.8656
1987-04-24 10:00 | 4 | 164475 | 163652.6562 | 99.5% | 50000 | 49750.0095
1987-04-24 11:00 | 4 | 182865 | 181950.3906 | 99.5% | 50000 | 49749.9222
1987-04-24 12:00 | 4 | 186212 | 185280.4844 | 99.5% | 50000 | 49749.8777
1987-04-24 13:00 | 4 | 185766 | 184837.5938 | 99.5% | 50000 | 49750.1141
1987-04-24 14:00 | 4 | 144614 | 143891.0938 | 99.5% | 50000 | 49750.0566
1987-04-24 15:00 | 4 | 88683.5 | 88240.125 | 99.5% | 50000 | 49750.024
1987-04-24 16:00 | 4 | 58131.4 | 57840.7344 | 99.5% | 50000 | 49749.9926
1987-04-24 17:00 | 4 | 14197.7 | 14126.6621 | 99.5% | 14197.7 | 14126.6621
1987-04-24 18:00 | 4 | 777.145 | 773.259 | 99.5% | 777.145 | 773.259
1987-04-24 19:00 | 4 | 0 | 0 | 0% | 0 | 0
1987-04-24 20:00 | 4 | 0 | 0 | 0% | 0 | 0
1987-04-24 21:00 | 4 | 0 | 0 | 0% | 0 | 0
1987-04-24 22:00 | 4 | 0 | 0 | 0% | 0 | 0
1987-04-24 23:00 | 4 | 0 | 0 | 0% | 0 | 0
1987-04-25 | 4 | 0 | 0 | 0% | 0 | 0
1987-04-25 01:00 | 4 | 0 | 0 | 0% | 0 | 0
1987-04-25 02:00 | 4 | 0 | 0 | 0% | 0 | 0
1987-04-25 03:00 | 4 | 0 | 0 | 0% | 0 | 0
1987-04-25 04:00 | 4 | 0 | 0 | 0% | 0 | 0
1987-04-25 05:00 | 4 | 3960.15 | 3940.3477 | 99.5% | 3960.15 | 3940.3477
1987-04-25 06:00 | 4 | 32998.7 | 32833.7266 | 99.5% | 32998.7 | 32833.7266
1987-04-25 07:00 | 4 | 54145.8 | 53875.0469 | 99.5% | 50000 | 49749.9777
1987-04-25 08:00 | 4 | 121395 | 120788.1094 | 99.5% | 50000 | 49750.0348
1987-04-25 09:00 | 4 | 95938 | 95458.3359 | 99.5% | 50000 | 49750.0135
1987-04-25 10:00 | 4 | 152024 | 151263.5156 | 99.5% | 50000 | 49749.8802
1987-04-25 11:00 | 4 | 145124 | 144398.375 | 99.5% | 50000 | 49749.9983
1987-04-25 12:00 | 4 | 180211 | 179309.7812 | 99.5% | 50000 | 49749.9546
1987-04-25 13:00 | 4 | 144285 | 143563.4688 | 99.5% | 50000 | 49749.9632
1987-04-25 14:00 | 4 | 48718.3 | 48474.707 | 99.5% | 48718.3 | 48474.707
1987-04-25 15:00 | 4 | 37361.6 | 37174.8008 | 99.5% | 37361.6 | 37174.8008
1987-04-25 16:00 | 4 | 20524.7 | 20422.0547 | 99.5% | 20524.7 | 20422.0547
1987-04-25 17:00 | 4 | 7565.81 | 7527.98 | 99.5% | 7565.81 | 7527.98
1987-04-25 18:00 | 4 | 505.76 | 503.2309 | 99.5% | 505.76 | 503.2309
1987-04-25 19:00 | 4 | 0 | 0 | 0% | 0 | 0
1987-04-25 20:00 | 4 | 0 | 0 | 0% | 0 | 0
1987-04-25 21:00 | 4 | 0 | 0 | 0% | 0 | 0
1987-04-25 22:00 | 4 | 0 | 0 | 0% | 0 | 0
1987-04-25 23:00 | 4 | 0 | 0 | 0% | 0 | 0
1987-04-26 | 4 | 0 | 0 | 0% | 0 | 0
1987-04-26 01:00 | 4 | 0 | 0 | 0% | 0 | 0
1987-04-26 02:00 | 4 | 0 | 0 | 0% | 0 | 0
1987-04-26 03:00 | 4 | 0 | 0 | 0% | 0 | 0
1987-04-26 04:00 | 4 | 0 | 0 | 0% | 0 | 0
1987-04-26 05:00 | 4 | 5180.57 | 5154.6631 | 99.5% | 5180.57 | 5154.6631
1987-04-26 06:00 | 4 | 20164.9 | 20064.0586 | 99.5% | 20164.9 | 20064.0586
1987-04-26 07:00 | 4 | 41231.5 | 41025.3398 | 99.5% | 41231.5 | 41025.3398
1987-04-26 08:00 | 4 | 57026.4 | 56741.2617 | 99.5% | 50000 | 49749.9945
1987-04-26 09:00 | 4 | 80139 | 79738.2969 | 99.5% | 50000 | 49749.9949
1987-04-26 10:00 | 4 | 84995.4 | 84570.375 | 99.5% | 50000 | 49749.9718
1987-04-26 11:00 | 4 | 87197.8 | 86761.7969 | 99.5% | 50000 | 49749.9919
1987-04-26 12:00 | 4 | 87721.9 | 87283.2812 | 99.5% | 50000 | 49749.9947
1987-04-26 13:00 | 4 | 79153.8 | 78758.0391 | 99.5% | 50000 | 49750.0051
1987-04-26 14:00 | 4 | 69188.8 | 68842.8906 | 99.5% | 50000 | 49750.025
1987-04-26 15:00 | 4 | 57936 | 57646.3438 | 99.5% | 50000 | 49750.0205
1987-04-26 16:00 | 4 | 38479.8 | 38287.4336 | 99.5% | 38479.8 | 38287.4336
1987-04-26 17:00 | 4 | 14043.6 | 13973.3955 | 99.5% | 14043.6 | 13973.3955
1987-04-26 18:00 | 4 | 1666.57 | 1658.2411 | 99.5% | 1666.57 | 1658.2411
1987-04-26 19:00 | 4 | 0 | 0 | 0% | 0 | 0
1987-04-26 20:00 | 4 | 0 | 0 | 0% | 0 | 0
1987-04-26 21:00 | 4 | 0 | 0 | 0% | 0 | 0
1987-04-26 22:00 | 4 | 0 | 0 | 0% | 0 | 0
1987-04-26 23:00 | 4 | 0 | 0 | 0% | 0 | 0
1987-04-27 | 4 | 0 | 0 | 0% | 0 | 0
1987-04-27 01:00 | 4 | 0 | 0 | 0% | 0 | 0
1987-04-27 02:00 | 4 | 0 | 0 | 0% | 0 | 0
1987-04-27 03:00 | 4 | 0 | 0 | 0% | 0 | 0
1987-04-27 04:00 | 4 | 0 | 0 | 0% | 0 | 0
1987-04-27 05:00 | 4 | 4871.97 | 4847.6113 | 99.5% | 4871.97 | 4847.6113
1987-04-27 06:00 | 4 | 23185.9 | 23070.0059 | 99.5% | 23185.9 | 23070.0059
1987-04-27 07:00 | 4 | 45230.3 | 45004.1641 | 99.5% | 45230.3 | 45004.1641
1987-04-27 08:00 | 4 | 59041.6 | 58746.3555 | 99.5% | 50000 | 49749.9691
1987-04-27 09:00 | 4 | 47062.6 | 46827.3242 | 99.5% | 47062.6 | 46827.3242
1987-04-27 10:00 | 4 | 82005.8 | 81595.7578 | 99.5% | 50000 | 49749.992
1987-04-27 11:00 | 4 | 88473.7 | 88031.3359 | 99.5% | 50000 | 49750.0025
1987-04-27 12:00 | 4 | 96261.6 | 95780.25 | 99.5% | 50000 | 49749.9782
1987-04-27 13:00 | 4 | 80450.2 | 80047.9531 | 99.5% | 50000 | 49750.0026
1987-04-27 14:00 | 4 | 75957.4 | 75577.6172 | 99.5% | 50000 | 49750.0028
1987-04-27 15:00 | 4 | 53753.7 | 53484.9688 | 99.5% | 50000 | 49750.0346
1987-04-27 16:00 | 4 | 38036.4 | 37846.1914 | 99.5% | 38036.4 | 37846.1914
1987-04-27 17:00 | 4 | 14701.3 | 14627.7793 | 99.5% | 14701.3 | 14627.7793
1987-04-27 18:00 | 4 | 1258.89 | 1252.5938 | 99.5% | 1258.89 | 1252.5938
1987-04-27 19:00 | 4 | 0 | 0 | 0% | 0 | 0
1987-04-27 20:00 | 4 | 0 | 0 | 0% | 0 | 0
1987-04-27 21:00 | 4 | 0 | 0 | 0% | 0 | 0
1987-04-27 22:00 | 4 | 0 | 0 | 0% | 0 | 0
1987-04-27 23:00 | 4 | 0 | 0 | 0% | 0 | 0
1987-04-28 | 4 | 0 | 0 | 0% | 0 | 0
1987-04-28 01:00 | 4 | 0 | 0 | 0% | 0 | 0
1987-04-28 02:00 | 4 | 0 | 0 | 0% | 0 | 0
1987-04-28 03:00 | 4 | 0 | 0 | 0% | 0 | 0
1987-04-28 04:00 | 4 | 0 | 0 | 0% | 0 | 0
1987-04-28 05:00 | 4 | 4549.42 | 4526.6714 | 99.5% | 4549.42 | 4526.6714
1987-04-28 06:00 | 4 | 19789 | 19690.084 | 99.5% | 19789 | 19690.084
1987-04-28 07:00 | 4 | 41196.1 | 40990.1055 | 99.5% | 41196.1 | 40990.1055
1987-04-28 08:00 | 4 | 59272.1 | 58975.7461 | 99.5% | 50000 | 49750.0056
1987-04-28 09:00 | 4 | 78439.6 | 78047.4531 | 99.5% | 50000 | 49750.0326
1987-04-28 10:00 | 4 | 82953.6 | 82538.8594 | 99.5% | 50000 | 49750.0165
1987-04-28 11:00 | 4 | 96546.1 | 96063.3594 | 99.5% | 50000 | 49749.9948
1987-04-28 12:00 | 4 | 88015.2 | 87575.1172 | 99.5% | 50000 | 49749.9961
1987-04-28 13:00 | 4 | 78822.4 | 78428.2734 | 99.5% | 50000 | 49749.9908
1987-04-28 14:00 | 4 | 68178.1 | 67837.2031 | 99.5% | 50000 | 49749.9953
1987-04-28 15:00 | 4 | 53086.1 | 52820.6992 | 99.5% | 50000 | 49750.028
1987-04-28 16:00 | 4 | 30117.8 | 29967.2051 | 99.5% | 30117.8 | 29967.2051
1987-04-28 17:00 | 4 | 11194.1 | 11138.1172 | 99.5% | 11194.1 | 11138.1172
1987-04-28 18:00 | 4 | 1670.1 | 1661.746 | 99.5% | 1670.1 | 1661.746
1987-04-28 19:00 | 4 | 0 | 0 | 0% | 0 | 0
1987-04-28 20:00 | 4 | 0 | 0 | 0% | 0 | 0
1987-04-28 21:00 | 4 | 0 | 0 | 0% | 0 | 0
1987-04-28 22:00 | 4 | 0 | 0 | 0% | 0 | 0
1987-04-28 23:00 | 4 | 0 | 0 | 0% | 0 | 0
1987-04-29 | 4 | 0 | 0 | 0% | 0 | 0
1987-04-29 01:00 | 4 | 0 | 0 | 0% | 0 | 0
1987-04-29 02:00 | 4 | 0 | 0 | 0% | 0 | 0
1987-04-29 03:00 | 4 | 0 | 0 | 0% | 0 | 0
1987-04-29 04:00 | 4 | 0 | 0 | 0% | 0 | 0
1987-04-29 05:00 | 4 | 4917.06 | 4892.4775 | 99.5% | 4917.06 | 4892.4775
1987-04-29 06:00 | 4 | 21414.4 | 21307.2812 | 99.5% | 21414.4 | 21307.2812
1987-04-29 07:00 | 4 | 39507.3 | 39309.7266 | 99.5% | 39507.3 | 39309.7266
1987-04-29 08:00 | 4 | 57380 | 57093.0664 | 99.5% | 50000 | 49749.9707
1987-04-29 09:00 | 4 | 43534.1 | 43316.457 | 99.5% | 43534.1 | 43316.457
1987-04-29 10:00 | 4 | 51474.2 | 51216.8359 | 99.5% | 50000 | 49750.0067
1987-04-29 11:00 | 4 | 90274.2 | 89822.8203 | 99.5% | 50000 | 49749.9952
1987-04-29 12:00 | 4 | 86094.7 | 85664.25 | 99.5% | 50000 | 49750.0136
1987-04-29 13:00 | 4 | 76693.7 | 76310.2266 | 99.5% | 50000 | 49749.9968
1987-04-29 14:00 | 4 | 68444.3 | 68102.0625 | 99.5% | 50000 | 49749.9883
1987-04-29 15:00 | 4 | 49230.9 | 48984.6953 | 99.5% | 49230.9 | 48984.6953
1987-04-29 16:00 | 4 | 29481.8 | 29334.377 | 99.5% | 29481.8 | 29334.377
1987-04-29 17:00 | 4 | 13602.1 | 13534.0566 | 99.5% | 13602.1 | 13534.0566
1987-04-29 18:00 | 4 | 1805.47 | 1796.4401 | 99.5% | 1805.47 | 1796.4401
1987-04-29 19:00 | 4 | 0 | 0 | 0% | 0 | 0
1987-04-29 20:00 | 4 | 0 | 0 | 0% | 0 | 0
1987-04-29 21:00 | 4 | 0 | 0 | 0% | 0 | 0
1987-04-29 22:00 | 4 | 0 | 0 | 0% | 0 | 0
1987-04-29 23:00 | 4 | 0 | 0 | 0% | 0 | 0
1987-04-30 | 4 | 0 | 0 | 0% | 0 | 0
1987-04-30 01:00 | 4 | 0 | 0 | 0% | 0 | 0
1987-04-30 02:00 | 4 | 0 | 0 | 0% | 0 | 0
1987-04-30 03:00 | 4 | 0 | 0 | 0% | 0 | 0
1987-04-30 04:00 | 4 | 0 | 0 | 0% | 0 | 0
1987-04-30 05:00 | 4 | 5124.87 | 5099.2466 | 99.5% | 5124.87 | 5099.2466
1987-04-30 06:00 | 4 | 14489.2 | 14416.7363 | 99.5% | 14489.2 | 14416.7363
1987-04-30 07:00 | 4 | 51828.6 | 51569.4492 | 99.5% | 50000 | 49749.9925
1987-04-30 08:00 | 4 | 117281 | 116694.8594 | 99.5% | 50000 | 49750.1127
1987-04-30 09:00 | 4 | 148161 | 147419.8125 | 99.5% | 50000 | 49749.8709
1987-04-30 10:00 | 4 | 166546 | 165713.2188 | 99.5% | 50000 | 49749.9846
1987-04-30 11:00 | 4 | 181983 | 181073.5781 | 99.5% | 50000 | 49750.1355
1987-04-30 12:00 | 4 | 179740 | 178841.7656 | 99.5% | 50000 | 49750.1295
1987-04-30 13:00 | 4 | 143143 | 142427.6094 | 99.5% | 50000 | 49750.1133
1987-04-30 14:00 | 4 | 140346 | 139644.0156 | 99.5% | 50000 | 49749.9094
1987-04-30 15:00 | 4 | 83887.9 | 83468.4766 | 99.5% | 50000 | 49750.0096
1987-04-30 16:00 | 4 | 55273 | 54996.6055 | 99.5% | 50000 | 49749.9733
1987-04-30 17:00 | 4 | 15857.3 | 15778.0547 | 99.5% | 15857.3 | 15778.0547
1987-04-30 18:00 | 4 | 1114.54 | 1108.9719 | 99.5% | 1114.54 | 1108.9719
1987-04-30 19:00 | 4 | 0 | 0 | 0% | 0 | 0
1987-04-30 20:00 | 4 | 0 | 0 | 0% | 0 | 0
1987-04-30 21:00 | 4 | 0 | 0 | 0% | 0 | 0
1987-04-30 22:00 | 4 | 0 | 0 | 0% | 0 | 0
1987-04-30 23:00 | 4 | 0 | 0 | 0% | 0 | 0
1989-05-01 | 5 | 0 | 0 | 0% | 0 | 0
1989-05-01 01:00 | 5 | 0 | 0 | 0% | 0 | 0
1989-05-01 02:00 | 5 | 0 | 0 | 0% | 0 | 0
1989-05-01 03:00 | 5 | 0 | 0 | 0% | 0 | 0
1989-05-01 04:00 | 5 | 0 | 0 | 0% | 0 | 0
1989-05-01 05:00 | 5 | 5136.6 | 5110.9214 | 99.5% | 5136.6 | 5110.9214
1989-05-01 06:00 | 5 | 37369.6 | 37182.7109 | 99.5% | 37369.6 | 37182.7109
1989-05-01 07:00 | 5 | 82669.1 | 82255.7109 | 99.5% | 50000 | 49749.9737
1989-05-01 08:00 | 5 | 116620 | 116037.0312 | 99.5% | 50000 | 49750.0563
1989-05-01 09:00 | 5 | 95766.4 | 95287.6094 | 99.5% | 50000 | 49750.0216
1989-05-01 10:00 | 5 | 163687 | 162868.9062 | 99.5% | 50000 | 49750.1042
1989-05-01 11:00 | 5 | 166598 | 165765.0625 | 99.5% | 50000 | 49750.0158
1989-05-01 12:00 | 5 | 189304 | 188357.9062 | 99.5% | 50000 | 49750.1126
1989-05-01 13:00 | 5 | 180056 | 179155.9844 | 99.5% | 50000 | 49750.0734
1989-05-01 14:00 | 5 | 149807 | 149057.875 | 99.5% | 50000 | 49749.97
1989-05-01 15:00 | 5 | 91418.1 | 90960.9844 | 99.5% | 50000 | 49749.9863
1989-05-01 16:00 | 5 | 60866 | 60561.7148 | 99.5% | 50000 | 49750.0368
1989-05-01 17:00 | 5 | 15200.5 | 15124.5088 | 99.5% | 15200.5 | 15124.5088
1989-05-01 18:00 | 5 | 1501.14 | 1493.635 | 99.5% | 1501.14 | 1493.635
1989-05-01 19:00 | 5 | 0 | 0 | 0% | 0 | 0
1989-05-01 20:00 | 5 | 0 | 0 | 0% | 0 | 0
1989-05-01 21:00 | 5 | 0 | 0 | 0% | 0 | 0
1989-05-01 22:00 | 5 | 0 | 0 | 0% | 0 | 0
1989-05-01 23:00 | 5 | 0 | 0 | 0% | 0 | 0
1989-05-02 | 5 | 0 | 0 | 0% | 0 | 0
1989-05-02 01:00 | 5 | 0 | 0 | 0% | 0 | 0
1989-05-02 02:00 | 5 | 0 | 0 | 0% | 0 | 0
1989-05-02 03:00 | 5 | 0 | 0 | 0% | 0 | 0
1989-05-02 04:00 | 5 | 0 | 0 | 0% | 0 | 0
1989-05-02 05:00 | 5 | 3459.37 | 3442.0737 | 99.5% | 3459.37 | 3442.0737
1989-05-02 06:00 | 5 | 28113.9 | 27973.377 | 99.5% | 28113.9 | 27973.377
1989-05-02 07:00 | 5 | 88246.8 | 87805.5469 | 99.5% | 50000 | 49749.9892
1989-05-02 08:00 | 5 | 130036 | 129385.9375 | 99.5% | 50000 | 49750.0452
1989-05-02 09:00 | 5 | 161652 | 160843.5469 | 99.5% | 50000 | 49749.9403
1989-05-02 10:00 | 5 | 177344 | 176457.3594 | 99.5% | 50000 | 49750.0224
1989-05-02 11:00 | 5 | 183813 | 182893.5938 | 99.5% | 50000 | 49749.9072
1989-05-02 12:00 | 5 | 187013 | 186077.7969 | 99.5% | 50000 | 49749.9631
1989-05-02 13:00 | 5 | 179098 | 178202.6406 | 99.5% | 50000 | 49750.0365
1989-05-02 14:00 | 5 | 152065 | 151304.3594 | 99.5% | 50000 | 49749.8962
1989-05-02 15:00 | 5 | 91244.4 | 90788.2109 | 99.5% | 50000 | 49750.018
1989-05-02 16:00 | 5 | 60706.4 | 60402.8633 | 99.5% | 50000 | 49749.9961
1989-05-02 17:00 | 5 | 15202.5 | 15126.4766 | 99.5% | 15202.5 | 15126.4766
1989-05-02 18:00 | 5 | 1319.91 | 1313.3149 | 99.5% | 1319.91 | 1313.3149
1989-05-02 19:00 | 5 | 0 | 0 | 0% | 0 | 0
1989-05-02 20:00 | 5 | 0 | 0 | 0% | 0 | 0
1989-05-02 21:00 | 5 | 0 | 0 | 0% | 0 | 0
1989-05-02 22:00 | 5 | 0 | 0 | 0% | 0 | 0
1989-05-02 23:00 | 5 | 0 | 0 | 0% | 0 | 0
1989-05-03 | 5 | 0 | 0 | 0% | 0 | 0
1989-05-03 01:00 | 5 | 0 | 0 | 0% | 0 | 0
1989-05-03 02:00 | 5 | 0 | 0 | 0% | 0 | 0
1989-05-03 03:00 | 5 | 0 | 0 | 0% | 0 | 0
1989-05-03 04:00 | 5 | 0 | 0 | 0% | 0 | 0
1989-05-03 05:00 | 5 | 2015.81 | 2005.7281 | 99.5% | 2015.81 | 2005.7281
1989-05-03 06:00 | 5 | 15784.5 | 15705.5576 | 99.5% | 15784.5 | 15705.5576
1989-05-03 07:00 | 5 | 51385.8 | 51128.8555 | 99.5% | 50000 | 49749.9849
1989-05-03 08:00 | 5 | 109308 | 108761.5625 | 99.5% | 50000 | 49750.0469
1989-05-03 09:00 | 5 | 158250 | 157458.4219 | 99.5% | 50000 | 49749.8963
1989-05-03 10:00 | 5 | 170172 | 169321.5312 | 99.5% | 50000 | 49750.115
1989-05-03 11:00 | 5 | 181986 | 181075.9531 | 99.5% | 50000 | 49749.9679
1989-05-03 12:00 | 5 | 186437 | 185504.375 | 99.5% | 50000 | 49749.882
1989-05-03 13:00 | 5 | 176512 | 175629.4688 | 99.5% | 50000 | 49750.0081
1989-05-03 14:00 | 5 | 147211 | 146474.7188 | 99.5% | 50000 | 49749.9232
1989-05-03 15:00 | 5 | 92737.3 | 92273.6094 | 99.5% | 50000 | 49749.9978
1989-05-03 16:00 | 5 | 57939.4 | 57649.7109 | 99.5% | 50000 | 49750.0068
1989-05-03 17:00 | 5 | 16093.7 | 16013.1943 | 99.5% | 16093.7 | 16013.1943
1989-05-03 18:00 | 5 | 1917.47 | 1907.8865 | 99.5% | 1917.47 | 1907.8865
1989-05-03 19:00 | 5 | 0 | 0 | 0% | 0 | 0
1989-05-03 20:00 | 5 | 0 | 0 | 0% | 0 | 0
1989-05-03 21:00 | 5 | 0 | 0 | 0% | 0 | 0
1989-05-03 22:00 | 5 | 0 | 0 | 0% | 0 | 0
1989-05-03 23:00 | 5 | 0 | 0 | 0% | 0 | 0
1989-05-04 | 5 | 0 | 0 | 0% | 0 | 0
1989-05-04 01:00 | 5 | 0 | 0 | 0% | 0 | 0
1989-05-04 02:00 | 5 | 0 | 0 | 0% | 0 | 0
1989-05-04 03:00 | 5 | 0 | 0 | 0% | 0 | 0
1989-05-04 04:00 | 5 | 0 | 0 | 0% | 0 | 0
1989-05-04 05:00 | 5 | 7373.65 | 7336.7798 | 99.5% | 7373.65 | 7336.7798
1989-05-04 06:00 | 5 | 15667.9 | 15589.5762 | 99.5% | 15667.9 | 15589.5762
1989-05-04 07:00 | 5 | 38222.8 | 38031.7266 | 99.5% | 38222.8 | 38031.7266
1989-05-04 08:00 | 5 | 58406.4 | 58114.3281 | 99.5% | 50000 | 49749.9659
1989-05-04 09:00 | 5 | 147652 | 146913.6562 | 99.5% | 50000 | 49749.9716
1989-05-04 10:00 | 5 | 164056 | 163235.6094 | 99.5% | 50000 | 49749.9663
1989-05-04 11:00 | 5 | 162371 | 161558.7344 | 99.5% | 50000 | 49749.8736
1989-05-04 12:00 | 5 | 136659 | 135975.875 | 99.5% | 50000 | 49750.0622
1989-05-04 13:00 | 5 | 91809.6 | 91350.5312 | 99.5% | 50000 | 49749.9887
1989-05-04 14:00 | 5 | 114938 | 114362.875 | 99.5% | 50000 | 49749.8108
1989-05-04 15:00 | 5 | 65310.6 | 64984.0586 | 99.5% | 50000 | 49750.0089
1989-05-04 16:00 | 5 | 31054.4 | 30899.1621 | 99.5% | 31054.4 | 30899.1621
1989-05-04 17:00 | 5 | 12950.5 | 12885.7227 | 99.5% | 12950.5 | 12885.7227
1989-05-04 18:00 | 5 | 1117.95 | 1112.3641 | 99.5% | 1117.95 | 1112.3641
1989-05-04 19:00 | 5 | 0 | 0 | 0% | 0 | 0
1989-05-04 20:00 | 5 | 0 | 0 | 0% | 0 | 0
1989-05-04 21:00 | 5 | 0 | 0 | 0% | 0 | 0
1989-05-04 22:00 | 5 | 0 | 0 | 0% | 0 | 0
1989-05-04 23:00 | 5 | 0 | 0 | 0% | 0 | 0
1989-05-05 | 5 | 0 | 0 | 0% | 0 | 0
1989-05-05 01:00 | 5 | 0 | 0 | 0% | 0 | 0
1989-05-05 02:00 | 5 | 0 | 0 | 0% | 0 | 0
1989-05-05 03:00 | 5 | 0 | 0 | 0% | 0 | 0
1989-05-05 04:00 | 5 | 0 | 0 | 0% | 0 | 0
1989-05-05 05:00 | 5 | 5175.72 | 5149.8423 | 99.5% | 5175.72 | 5149.8423
1989-05-05 06:00 | 5 | 15607.1 | 15529.0508 | 99.5% | 15607.1 | 15529.0508
1989-05-05 07:00 | 5 | 48877.2 | 48632.7695 | 99.5% | 48877.2 | 48632.7695
1989-05-05 08:00 | 5 | 113897 | 113327.6328 | 99.5% | 50000 | 49750.0517
1989-05-05 09:00 | 5 | 147376 | 146638.7656 | 99.5% | 50000 | 49749.8798
1989-05-05 10:00 | 5 | 162808 | 161994.0469 | 99.5% | 50000 | 49750.0267
1989-05-05 11:00 | 5 | 176834 | 175950.0625 | 99.5% | 50000 | 49750.0657
1989-05-05 12:00 | 5 | 171820 | 170960.9375 | 99.5% | 50000 | 49750.0109
1989-05-05 13:00 | 5 | 162727 | 161913.3906 | 99.5% | 50000 | 49750.0079
1989-05-05 14:00 | 5 | 116453 | 115871.1016 | 99.5% | 50000 | 49750.1574
1989-05-05 15:00 | 5 | 58324.9 | 58033.2266 | 99.5% | 50000 | 49749.958
1989-05-05 16:00 | 5 | 15221.2 | 15145.1191 | 99.5% | 15221.2 | 15145.1191
1989-05-05 17:00 | 5 | 10963.7 | 10908.8545 | 99.5% | 10963.7 | 10908.8545
1989-05-05 18:00 | 5 | 1119.67 | 1114.0745 | 99.5% | 1119.67 | 1114.0745
1989-05-05 19:00 | 5 | 0 | 0 | 0% | 0 | 0
1989-05-05 20:00 | 5 | 0 | 0 | 0% | 0 | 0
1989-05-05 21:00 | 5 | 0 | 0 | 0% | 0 | 0
1989-05-05 22:00 | 5 | 0 | 0 | 0% | 0 | 0
1989-05-05 23:00 | 5 | 0 | 0 | 0% | 0 | 0
1989-05-06 | 5 | 0 | 0 | 0% | 0 | 0
1989-05-06 01:00 | 5 | 0 | 0 | 0% | 0 | 0
1989-05-06 02:00 | 5 | 0 | 0 | 0% | 0 | 0
1989-05-06 03:00 | 5 | 0 | 0 | 0% | 0 | 0
1989-05-06 04:00 | 5 | 0 | 0 | 0% | 0 | 0
1989-05-06 05:00 | 5 | 4458.91 | 4436.6152 | 99.5% | 4458.91 | 4436.6152
1989-05-06 06:00 | 5 | 18094.2 | 18003.7129 | 99.5% | 18094.2 | 18003.7129
1989-05-06 07:00 | 5 | 40049.7 | 39849.4844 | 99.5% | 40049.7 | 39849.4844
1989-05-06 08:00 | 5 | 71327 | 70970.3828 | 99.5% | 50000 | 49750.0125
1989-05-06 09:00 | 5 | 154194 | 153422.8438 | 99.5% | 50000 | 49749.9396
1989-05-06 10:00 | 5 | 159212 | 158415.6875 | 99.5% | 50000 | 49749.9207
1989-05-06 11:00 | 5 | 179110 | 178214.75 | 99.5% | 50000 | 49750.0837
1989-05-06 12:00 | 5 | 181741 | 180832.0781 | 99.5% | 50000 | 49749.9403
1989-05-06 13:00 | 5 | 182396 | 181483.8906 | 99.5% | 50000 | 49749.9645
1989-05-06 14:00 | 5 | 156249 | 155468.1875 | 99.5% | 50000 | 49750.1384
1989-05-06 15:00 | 5 | 90551.9 | 90099.1172 | 99.5% | 50000 | 49749.9871
1989-05-06 16:00 | 5 | 60325.3 | 60023.6406 | 99.5% | 50000 | 49749.9728
1989-05-06 17:00 | 5 | 16485.7 | 16403.2988 | 99.5% | 16485.7 | 16403.2988
1989-05-06 18:00 | 5 | 2018.44 | 2008.3518 | 99.5% | 2018.44 | 2008.3518
1989-05-06 19:00 | 5 | 0 | 0 | 0% | 0 | 0
1989-05-06 20:00 | 5 | 0 | 0 | 0% | 0 | 0
1989-05-06 21:00 | 5 | 0 | 0 | 0% | 0 | 0
1989-05-06 22:00 | 5 | 0 | 0 | 0% | 0 | 0
1989-05-06 23:00 | 5 | 0 | 0 | 0% | 0 | 0
1989-05-07 | 5 | 0 | 0 | 0% | 0 | 0
1989-05-07 01:00 | 5 | 0 | 0 | 0% | 0 | 0
1989-05-07 02:00 | 5 | 0 | 0 | 0% | 0 | 0
1989-05-07 03:00 | 5 | 0 | 0 | 0% | 0 | 0
1989-05-07 04:00 | 5 | 0 | 0 | 0% | 0 | 0
1989-05-07 05:00 | 5 | 5370.93 | 5344.0757 | 99.5% | 5370.93 | 5344.0757
1989-05-07 06:00 | 5 | 20667.5 | 20564.1777 | 99.5% | 20667.5 | 20564.1777
1989-05-07 07:00 | 5 | 31762.5 | 31603.7266 | 99.5% | 31762.5 | 31603.7266
1989-05-07 08:00 | 5 | 63836.1 | 63516.9141 | 99.5% | 50000 | 49749.9957
1989-05-07 09:00 | 5 | 153428 | 152660.5625 | 99.5% | 50000 | 49749.903
1989-05-07 10:00 | 5 | 179404 | 178507.3125 | 99.5% | 50000 | 49750.0927
1989-05-07 11:00 | 5 | 185383 | 184456.2812 | 99.5% | 50000 | 49750.0529
1989-05-07 12:00 | 5 | 189679 | 188730.25 | 99.5% | 50000 | 49749.9064
1989-05-07 13:00 | 5 | 185782 | 184853.1094 | 99.5% | 50000 | 49750.0052
1989-05-07 14:00 | 5 | 158280 | 157488.9844 | 99.5% | 50000 | 49750.1214
1989-05-07 15:00 | 5 | 95216.7 | 94740.5781 | 99.5% | 50000 | 49749.9798
1989-05-07 16:00 | 5 | 62239.3 | 61928.082 | 99.5% | 50000 | 49749.9828
1989-05-07 17:00 | 5 | 14002.8 | 13932.7627 | 99.5% | 14002.8 | 13932.7627
1989-05-07 18:00 | 5 | 1295.93 | 1289.4548 | 99.5% | 1295.93 | 1289.4548
1989-05-07 19:00 | 5 | 0 | 0 | 0% | 0 | 0
1989-05-07 20:00 | 5 | 0 | 0 | 0% | 0 | 0
1989-05-07 21:00 | 5 | 0 | 0 | 0% | 0 | 0
1989-05-07 22:00 | 5 | 0 | 0 | 0% | 0 | 0
1989-05-07 23:00 | 5 | 0 | 0 | 0% | 0 | 0
1989-05-08 | 5 | 0 | 0 | 0% | 0 | 0
1989-05-08 01:00 | 5 | 0 | 0 | 0% | 0 | 0
1989-05-08 02:00 | 5 | 0 | 0 | 0% | 0 | 0
1989-05-08 03:00 | 5 | 0 | 0 | 0% | 0 | 0
1989-05-08 04:00 | 5 | 0 | 0 | 0% | 0 | 0
1989-05-08 05:00 | 5 | 6077.69 | 6047.2979 | 99.5% | 6077.69 | 6047.2979
1989-05-08 06:00 | 5 | 25376.8 | 25249.9395 | 99.5% | 25376.8 | 25249.9395
1989-05-08 07:00 | 5 | 46159.2 | 45928.4141 | 99.5% | 46159.2 | 45928.4141
1989-05-08 08:00 | 5 | 112821 | 112256.6328 | 99.5% | 50000 | 49749.8838
1989-05-08 09:00 | 5 | 155184 | 154408.4688 | 99.5% | 50000 | 49750.1253
1989-05-08 10:00 | 5 | 170765 | 169911.0312 | 99.5% | 50000 | 49749.9579
1989-05-08 11:00 | 5 | 178417 | 177525.0938 | 99.5% | 50000 | 49750.0501
1989-05-08 12:00 | 5 | 179792 | 178893.2656 | 99.5% | 50000 | 49750.0627
1989-05-08 13:00 | 5 | 130758 | 130104.4609 | 99.5% | 50000 | 49750.096
1989-05-08 14:00 | 5 | 147844 | 147104.8438 | 99.5% | 50000 | 49750.0216
1989-05-08 15:00 | 5 | 79773.8 | 79374.9141 | 99.5% | 50000 | 49749.9894
1989-05-08 16:00 | 5 | 23939.4 | 23819.7246 | 99.5% | 23939.4 | 23819.7246
1989-05-08 17:00 | 5 | 13837.8 | 13768.5977 | 99.5% | 13837.8 | 13768.5977
1989-05-08 18:00 | 5 | 934.316 | 929.644 | 99.5% | 934.316 | 929.644
1989-05-08 19:00 | 5 | 0 | 0 | 0% | 0 | 0
1989-05-08 20:00 | 5 | 0 | 0 | 0% | 0 | 0
1989-05-08 21:00 | 5 | 0 | 0 | 0% | 0 | 0
1989-05-08 22:00 | 5 | 0 | 0 | 0% | 0 | 0
1989-05-08 23:00 | 5 | 0 | 0 | 0% | 0 | 0
1989-05-09 | 5 | 0 | 0 | 0% | 0 | 0
1989-05-09 01:00 | 5 | 0 | 0 | 0% | 0 | 0
1989-05-09 02:00 | 5 | 0 | 0 | 0% | 0 | 0
1989-05-09 03:00 | 5 | 0 | 0 | 0% | 0 | 0
1989-05-09 04:00 | 5 | 0 | 0 | 0% | 0 | 0
1989-05-09 05:00 | 5 | 2007.75 | 1997.7072 | 99.5% | 2007.75 | 1997.7072
1989-05-09 06:00 | 5 | 12277 | 12215.6182 | 99.5% | 12277 | 12215.6182
1989-05-09 07:00 | 5 | 37459.3 | 37272.0039 | 99.5% | 37459.3 | 37272.0039
1989-05-09 08:00 | 5 | 130398 | 129746.1328 | 99.5% | 50000 | 49750.0471
1989-05-09 09:00 | 5 | 157482 | 156694.4688 | 99.5% | 50000 | 49749.9615
1989-05-09 10:00 | 5 | 181310 | 180403.1562 | 99.5% | 50000 | 49749.919
1989-05-09 11:00 | 5 | 187461 | 186523.4531 | 99.5% | 50000 | 49749.9355
1989-05-09 12:00 | 5 | 179556 | 178658.6875 | 99.5% | 50000 | 49750.1302
1989-05-09 13:00 | 5 | 70164.3 | 69813.4375 | 99.5% | 50000 | 49749.9708
1989-05-09 14:00 | 5 | 66573.9 | 66241.0625 | 99.5% | 50000 | 49750.024
1989-05-09 15:00 | 5 | 45868.1 | 45638.7852 | 99.5% | 45868.1 | 45638.7852
1989-05-09 16:00 | 5 | 31269.3 | 31112.9785 | 99.5% | 31269.3 | 31112.9785
1989-05-09 17:00 | 5 | 12541.9 | 12479.2246 | 99.5% | 12541.9 | 12479.2246
1989-05-09 18:00 | 5 | 2000.86 | 1990.8557 | 99.5% | 2000.86 | 1990.8557
1989-05-09 19:00 | 5 | 0 | 0 | 0% | 0 | 0
1989-05-09 20:00 | 5 | 0 | 0 | 0% | 0 | 0
1989-05-09 21:00 | 5 | 0 | 0 | 0% | 0 | 0
1989-05-09 22:00 | 5 | 0 | 0 | 0% | 0 | 0
1989-05-09 23:00 | 5 | 0 | 0 | 0% | 0 | 0
1989-05-10 | 5 | 0 | 0 | 0% | 0 | 0
1989-05-10 01:00 | 5 | 0 | 0 | 0% | 0 | 0
1989-05-10 02:00 | 5 | 0 | 0 | 0% | 0 | 0
1989-05-10 03:00 | 5 | 0 | 0 | 0% | 0 | 0
1989-05-10 04:00 | 5 | 16.0854 | 16.005 | 99.5% | 16.0854 | 16.005
1989-05-10 05:00 | 5 | 5663.01 | 5634.6958 | 99.5% | 5663.01 | 5634.6958
1989-05-10 06:00 | 5 | 33520.6 | 33353.043 | 99.5% | 33520.6 | 33353.043
1989-05-10 07:00 | 5 | 40932.8 | 40728.1562 | 99.5% | 40932.8 | 40728.1562
1989-05-10 08:00 | 5 | 48784.3 | 48540.375 | 99.5% | 48784.3 | 48540.375
1989-05-10 09:00 | 5 | 109884 | 109334.0781 | 99.5% | 50000 | 49749.7716
1989-05-10 10:00 | 5 | 95740.1 | 95261.4062 | 99.5% | 50000 | 49750.0035
1989-05-10 11:00 | 5 | 168796 | 167951.9375 | 99.5% | 50000 | 49749.9756
1989-05-10 12:00 | 5 | 130027 | 129376.4922 | 99.5% | 50000 | 49749.8566
1989-05-10 13:00 | 5 | 187852 | 186912.3438 | 99.5% | 50000 | 49749.8945
1989-05-10 14:00 | 5 | 162756 | 161942.1094 | 99.5% | 50000 | 49749.966
1989-05-10 15:00 | 5 | 86134.3 | 85703.6328 | 99.5% | 50000 | 49750.0025
1989-05-10 16:00 | 5 | 42195.4 | 41984.3867 | 99.5% | 42195.4 | 41984.3867
1989-05-10 17:00 | 5 | 14465.1 | 14392.7539 | 99.5% | 14465.1 | 14392.7539
1989-05-10 18:00 | 5 | 2039.93 | 2029.7253 | 99.5% | 2039.93 | 2029.7253
1989-05-10 19:00 | 5 | 0 | 0 | 0% | 0 | 0
1989-05-10 20:00 | 5 | 0 | 0 | 0% | 0 | 0
1989-05-10 21:00 | 5 | 0 | 0 | 0% | 0 | 0
1989-05-10 22:00 | 5 | 0 | 0 | 0% | 0 | 0
1989-05-10 23:00 | 5 | 0 | 0 | 0% | 0 | 0
1989-05-11 | 5 | 0 | 0 | 0% | 0 | 0
1989-05-11 01:00 | 5 | 0 | 0 | 0% | 0 | 0
1989-05-11 02:00 | 5 | 0 | 0 | 0% | 0 | 0
1989-05-11 03:00 | 5 | 0 | 0 | 0% | 0 | 0
1989-05-11 04:00 | 5 | 0 | 0 | 0% | 0 | 0
1989-05-11 05:00 | 5 | 5718.87 | 5690.2783 | 99.5% | 5718.87 | 5690.2783
1989-05-11 06:00 | 5 | 32528.7 | 32366.1035 | 99.5% | 32528.7 | 32366.1035
1989-05-11 07:00 | 5 | 56719.5 | 56435.9414 | 99.5% | 50000 | 49750.0343
1989-05-11 08:00 | 5 | 66759.7 | 66425.9375 | 99.5% | 50000 | 49750.027
1989-05-11 09:00 | 5 | 95052.1 | 94576.875 | 99.5% | 50000 | 49750.0187
1989-05-11 10:00 | 5 | 133189 | 132523.4219 | 99.5% | 50000 | 49750.1377
1989-05-11 11:00 | 5 | 92732.7 | 92269.0312 | 99.5% | 50000 | 49749.9972
1989-05-11 12:00 | 5 | 158082 | 157291.3594 | 99.5% | 50000 | 49749.9271
1989-05-11 13:00 | 5 | 60446.1 | 60143.918 | 99.5% | 50000 | 49750.0401
1989-05-11 14:00 | 5 | 59039.2 | 58743.9688 | 99.5% | 50000 | 49749.9701
1989-05-11 15:00 | 5 | 52166.1 | 51905.3008 | 99.5% | 50000 | 49750.03
1989-05-11 16:00 | 5 | 38797.7 | 38603.7266 | 99.5% | 38797.7 | 38603.7266
1989-05-11 17:00 | 5 | 18845.9 | 18751.6348 | 99.5% | 18845.9 | 18751.6348
1989-05-11 18:00 | 5 | 1700.43 | 1691.9313 | 99.5% | 1700.43 | 1691.9313
1989-05-11 19:00 | 5 | 0 | 0 | 0% | 0 | 0
1989-05-11 20:00 | 5 | 0 | 0 | 0% | 0 | 0
1989-05-11 21:00 | 5 | 0 | 0 | 0% | 0 | 0
1989-05-11 22:00 | 5 | 0 | 0 | 0% | 0 | 0
1989-05-11 23:00 | 5 | 0 | 0 | 0% | 0 | 0
1989-05-12 | 5 | 0 | 0 | 0% | 0 | 0
1989-05-12 01:00 | 5 | 0 | 0 | 0% | 0 | 0
1989-05-12 02:00 | 5 | 0 | 0 | 0% | 0 | 0
1989-05-12 03:00 | 5 | 0 | 0 | 0% | 0 | 0
1989-05-12 04:00 | 5 | 16.0369 | 15.9568 | 99.5% | 16.0369 | 15.9568
1989-05-12 05:00 | 5 | 4370.8 | 4348.9424 | 99.5% | 4370.8 | 4348.9424
1989-05-12 06:00 | 5 | 22138.4 | 22027.668 | 99.5% | 22138.4 | 22027.668
1989-05-12 07:00 | 5 | 59045.6 | 58750.3594 | 99.5% | 50000 | 49749.9893
1989-05-12 08:00 | 5 | 95364.8 | 94887.9453 | 99.5% | 50000 | 49749.9839
1989-05-12 09:00 | 5 | 129200 | 128554.1328 | 99.5% | 50000 | 49750.0514
1989-05-12 10:00 | 5 | 181458 | 180551.0469 | 99.5% | 50000 | 49750.0928
1989-05-12 11:00 | 5 | 185541 | 184613.625 | 99.5% | 50000 | 49750.0889
1989-05-12 12:00 | 5 | 190001 | 189051.125 | 99.5% | 50000 | 49750.0342
1989-05-12 13:00 | 5 | 146603 | 145869.7812 | 99.5% | 50000 | 49749.9305
1989-05-12 14:00 | 5 | 122310 | 121698.2812 | 99.5% | 50000 | 49749.931
1989-05-12 15:00 | 5 | 68164.3 | 67823.4297 | 99.5% | 50000 | 49749.9642
1989-05-12 16:00 | 5 | 19909.6 | 19810.0508 | 99.5% | 19909.6 | 19810.0508
1989-05-12 17:00 | 5 | 13082.8 | 13017.3506 | 99.5% | 13082.8 | 13017.3506
1989-05-12 18:00 | 5 | 370.616 | 368.7627 | 99.5% | 370.616 | 368.7627
1989-05-12 19:00 | 5 | 0 | 0 | 0% | 0 | 0
1989-05-12 20:00 | 5 | 0 | 0 | 0% | 0 | 0
1989-05-12 21:00 | 5 | 0 | 0 | 0% | 0 | 0
1989-05-12 22:00 | 5 | 0 | 0 | 0% | 0 | 0
1989-05-12 23:00 | 5 | 0 | 0 | 0% | 0 | 0
1989-05-13 | 5 | 0 | 0 | 0% | 0 | 0
1989-05-13 01:00 | 5 | 0 | 0 | 0% | 0 | 0
1989-05-13 02:00 | 5 | 0 | 0 | 0% | 0 | 0
1989-05-13 03:00 | 5 | 0 | 0 | 0% | 0 | 0
1989-05-13 04:00 | 5 | 16.072 | 15.9917 | 99.5% | 16.072 | 15.9917
1989-05-13 05:00 | 5 | 4495.13 | 4472.6514 | 99.5% | 4495.13 | 4472.6514
1989-05-13 06:00 | 5 | 17416.3 | 17329.1836 | 99.5% | 17416.3 | 17329.1836
1989-05-13 07:00 | 5 | 39963.3 | 39763.457 | 99.5% | 39963.3 | 39763.457
1989-05-13 08:00 | 5 | 53220.4 | 52954.2617 | 99.5% | 50000 | 49749.9659
1989-05-13 09:00 | 5 | 110427 | 109874.5859 | 99.5% | 50000 | 49749.8736
1989-05-13 10:00 | 5 | 112889 | 112324.1094 | 99.5% | 50000 | 49749.8026
1989-05-13 11:00 | 5 | 128474 | 127831.3281 | 99.5% | 50000 | 49749.8825
1989-05-13 12:00 | 5 | 94384.2 | 93912.3281 | 99.5% | 50000 | 49750.026
1989-05-13 13:00 | 5 | 109751 | 109202.1641 | 99.5% | 50000 | 49749.9631
1989-05-13 14:00 | 5 | 113673 | 113104.9141 | 99.5% | 50000 | 49750.1227
1989-05-13 15:00 | 5 | 36443.3 | 36261.0391 | 99.5% | 36443.3 | 36261.0391
1989-05-13 16:00 | 5 | 35475 | 35297.6719 | 99.5% | 35475 | 35297.6719
1989-05-13 17:00 | 5 | 9308.14 | 9261.5996 | 99.5% | 9308.14 | 9261.5996
1989-05-13 18:00 | 5 | 1193.74 | 1187.7692 | 99.5% | 1193.74 | 1187.7692
1989-05-13 19:00 | 5 | 0 | 0 | 0% | 0 | 0
1989-05-13 20:00 | 5 | 0 | 0 | 0% | 0 | 0
1989-05-13 21:00 | 5 | 0 | 0 | 0% | 0 | 0
1989-05-13 22:00 | 5 | 0 | 0 | 0% | 0 | 0
1989-05-13 23:00 | 5 | 0 | 0 | 0% | 0 | 0
1989-05-14 | 5 | 0 | 0 | 0% | 0 | 0
1989-05-14 01:00 | 5 | 0 | 0 | 0% | 0 | 0
1989-05-14 02:00 | 5 | 0 | 0 | 0% | 0 | 0
1989-05-14 03:00 | 5 | 0 | 0 | 0% | 0 | 0
1989-05-14 04:00 | 5 | 0 | 0 | 0% | 0 | 0
1989-05-14 05:00 | 5 | 5440.87 | 5413.6626 | 99.5% | 5440.87 | 5413.6626
1989-05-14 06:00 | 5 | 14148.2 | 14077.4209 | 99.5% | 14148.2 | 14077.4209
1989-05-14 07:00 | 5 | 44937.9 | 44713.207 | 99.5% | 44937.9 | 44713.207
1989-05-14 08:00 | 5 | 53525.9 | 53258.3008 | 99.5% | 50000 | 49750.0283
1989-05-14 09:00 | 5 | 78981.1 | 78586.1797 | 99.5% | 50000 | 49749.9906
1989-05-14 10:00 | 5 | 98353.7 | 97861.9453 | 99.5% | 50000 | 49750.007
1989-05-14 11:00 | 5 | 105772 | 105243.0703 | 99.5% | 50000 | 49749.9671
1989-05-14 12:00 | 5 | 115634 | 115056.0547 | 99.5% | 50000 | 49750.0972
1989-05-14 13:00 | 5 | 114746 | 114172.0469 | 99.5% | 50000 | 49749.9028
1989-05-14 14:00 | 5 | 76139.1 | 75758.3906 | 99.5% | 50000 | 49749.9909
1989-05-14 15:00 | 5 | 64900.6 | 64576.1445 | 99.5% | 50000 | 49750.0366
1989-05-14 16:00 | 5 | 31056.3 | 30901.0684 | 99.5% | 31056.3 | 30901.0684
1989-05-14 17:00 | 5 | 14896.9 | 14822.3818 | 99.5% | 14896.9 | 14822.3818
1989-05-14 18:00 | 5 | 1543.74 | 1536.0206 | 99.5% | 1543.74 | 1536.0206
1989-05-14 19:00 | 5 | 0 | 0 | 0% | 0 | 0
1989-05-14 20:00 | 5 | 0 | 0 | 0% | 0 | 0
1989-05-14 21:00 | 5 | 0 | 0 | 0% | 0 | 0
1989-05-14 22:00 | 5 | 0 | 0 | 0% | 0 | 0
1989-05-14 23:00 | 5 | 0 | 0 | 0% | 0 | 0
1989-05-15 | 5 | 0 | 0 | 0% | 0 | 0
1989-05-15 01:00 | 5 | 0 | 0 | 0% | 0 | 0
1989-05-15 02:00 | 5 | 0 | 0 | 0% | 0 | 0
1989-05-15 03:00 | 5 | 0 | 0 | 0% | 0 | 0
1989-05-15 04:00 | 5 | 0 | 0 | 0% | 0 | 0
1989-05-15 05:00 | 5 | 6251.24 | 6219.9883 | 99.5% | 6251.24 | 6219.9883
1989-05-15 06:00 | 5 | 17691.8 | 17603.3887 | 99.5% | 17691.8 | 17603.3887
1989-05-15 07:00 | 5 | 39709.6 | 39511.0195 | 99.5% | 39709.6 | 39511.0195
1989-05-15 08:00 | 5 | 66005.2 | 65675.1328 | 99.5% | 50000 | 49749.9688
1989-05-15 09:00 | 5 | 40110.4 | 39909.875 | 99.5% | 40110.4 | 39909.875
1989-05-15 10:00 | 5 | 80691.4 | 80287.9844 | 99.5% | 50000 | 49750.0256
1989-05-15 11:00 | 5 | 83062.4 | 82647.1328 | 99.5% | 50000 | 49750.027
1989-05-15 12:00 | 5 | 85145.3 | 84719.6094 | 99.5% | 50000 | 49750.0211
1989-05-15 13:00 | 5 | 87420 | 86982.9453 | 99.5% | 50000 | 49750.0259
1989-05-15 14:00 | 5 | 73609.4 | 73241.3359 | 99.5% | 50000 | 49749.9884
1989-05-15 15:00 | 5 | 55221.2 | 54945.0938 | 99.5% | 50000 | 49749.9998
1989-05-15 16:00 | 5 | 37224.8 | 37038.668 | 99.5% | 37224.8 | 37038.668
1989-05-15 17:00 | 5 | 14177.2 | 14106.2842 | 99.5% | 14177.2 | 14106.2842
1989-05-15 18:00 | 5 | 3301.67 | 3285.1643 | 99.5% | 3301.67 | 3285.1643
1989-05-15 19:00 | 5 | 0 | 0 | 0% | 0 | 0
1989-05-15 20:00 | 5 | 0 | 0 | 0% | 0 | 0
1989-05-15 21:00 | 5 | 0 | 0 | 0% | 0 | 0
1989-05-15 22:00 | 5 | 0 | 0 | 0% | 0 | 0
1989-05-15 23:00 | 5 | 0 | 0 | 0% | 0 | 0
1989-05-16 | 5 | 0 | 0 | 0% | 0 | 0
1989-05-16 01:00 | 5 | 0 | 0 | 0% | 0 | 0
1989-05-16 02:00 | 5 | 0 | 0 | 0% | 0 | 0
1989-05-16 03:00 | 5 | 0 | 0 | 0% | 0 | 0
1989-05-16 04:00 | 5 | 66.1821 | 65.8512 | 99.5% | 66.1821 | 65.8512
1989-05-16 05:00 | 5 | 7348.91 | 7312.1704 | 99.5% | 7348.91 | 7312.1704
1989-05-16 06:00 | 5 | 26188.5 | 26057.5918 | 99.5% | 26188.5 | 26057.5918
1989-05-16 07:00 | 5 | 44863.3 | 44638.9531 | 99.5% | 44863.3 | 44638.9531
1989-05-16 08:00 | 5 | 100384 | 99881.6953 | 99.5% | 50000 | 49749.8084
1989-05-16 09:00 | 5 | 98632.1 | 98138.9453 | 99.5% | 50000 | 49750.0029
1989-05-16 10:00 | 5 | 99628.8 | 99130.6484 | 99.5% | 50000 | 49749.9962
1989-05-16 11:00 | 5 | 139506 | 138808.7812 | 99.5% | 50000 | 49750.1116
1989-05-16 12:00 | 5 | 178652 | 177758.8125 | 99.5% | 50000 | 49750.0203
1989-05-16 13:00 | 5 | 148568 | 147825.0938 | 99.5% | 50000 | 49749.9777
1989-05-16 14:00 | 5 | 164185 | 163364.2188 | 99.5% | 50000 | 49750.0438
1989-05-16 15:00 | 5 | 103437 | 102919.3672 | 99.5% | 50000 | 49749.7835
1989-05-16 16:00 | 5 | 62513.8 | 62201.2227 | 99.5% | 50000 | 49749.9933
1989-05-16 17:00 | 5 | 17347.7 | 17260.9707 | 99.5% | 17347.7 | 17260.9707
1989-05-16 18:00 | 5 | 3864.77 | 3845.4458 | 99.5% | 3864.77 | 3845.4458
1989-05-16 19:00 | 5 | 0 | 0 | 0% | 0 | 0
1989-05-16 20:00 | 5 | 0 | 0 | 0% | 0 | 0
1989-05-16 21:00 | 5 | 0 | 0 | 0% | 0 | 0
1989-05-16 22:00 | 5 | 0 | 0 | 0% | 0 | 0
1989-05-16 23:00 | 5 | 0 | 0 | 0% | 0 | 0
1989-05-17 | 5 | 0 | 0 | 0% | 0 | 0
1989-05-17 01:00 | 5 | 0 | 0 | 0% | 0 | 0
1989-05-17 02:00 | 5 | 0 | 0 | 0% | 0 | 0
1989-05-17 03:00 | 5 | 0 | 0 | 0% | 0 | 0
1989-05-17 04:00 | 5 | 0 | 0 | 0% | 0 | 0
1989-05-17 05:00 | 5 | 7561.49 | 7523.6865 | 99.5% | 7561.49 | 7523.6865
1989-05-17 06:00 | 5 | 15821.9 | 15742.7461 | 99.5% | 15821.9 | 15742.7461
1989-05-17 07:00 | 5 | 44315.5 | 44093.9219 | 99.5% | 44315.5 | 44093.9219
1989-05-17 08:00 | 5 | 72906.3 | 72541.7422 | 99.5% | 50000 | 49749.982
1989-05-17 09:00 | 5 | 69337.1 | 68990.3828 | 99.5% | 50000 | 49749.9771
1989-05-17 10:00 | 5 | 76050.7 | 75670.4609 | 99.5% | 50000 | 49750.0095
1989-05-17 11:00 | 5 | 89893.3 | 89443.7891 | 99.5% | 50000 | 49749.9753
1989-05-17 12:00 | 5 | 91654.2 | 91195.9688 | 99.5% | 50000 | 49750.0217
1989-05-17 13:00 | 5 | 85386.9 | 84959.9844 | 99.5% | 50000 | 49750.0111
1989-05-17 14:00 | 5 | 79800.9 | 79401.8906 | 99.5% | 50000 | 49749.9969
1989-05-17 15:00 | 5 | 56090.2 | 55809.7383 | 99.5% | 50000 | 49749.9904
1989-05-17 16:00 | 5 | 39674.5 | 39476.1445 | 99.5% | 39674.5 | 39476.1445
1989-05-17 17:00 | 5 | 18273 | 18181.5977 | 99.5% | 18273 | 18181.5977
1989-05-17 18:00 | 5 | 2731.8 | 2718.1433 | 99.5% | 2731.8 | 2718.1433
1989-05-17 19:00 | 5 | 0 | 0 | 0% | 0 | 0
1989-05-17 20:00 | 5 | 0 | 0 | 0% | 0 | 0
1989-05-17 21:00 | 5 | 0 | 0 | 0% | 0 | 0
1989-05-17 22:00 | 5 | 0 | 0 | 0% | 0 | 0
1989-05-17 23:00 | 5 | 0 | 0 | 0% | 0 | 0
1989-05-18 | 5 | 0 | 0 | 0% | 0 | 0
1989-05-18 01:00 | 5 | 0 | 0 | 0% | 0 | 0
1989-05-18 02:00 | 5 | 0 | 0 | 0% | 0 | 0
1989-05-18 03:00 | 5 | 0 | 0 | 0% | 0 | 0
1989-05-18 04:00 | 5 | 66.1627 | 65.8319 | 99.5% | 66.1627 | 65.8319
1989-05-18 05:00 | 5 | 6985.84 | 6950.9092 | 99.5% | 6985.84 | 6950.9092
1989-05-18 06:00 | 5 | 25441.5 | 25314.2715 | 99.5% | 25441.5 | 25314.2715
1989-05-18 07:00 | 5 | 47623.2 | 47385.0781 | 99.5% | 47623.2 | 47385.0781
1989-05-18 08:00 | 5 | 67079.9 | 66744.5156 | 99.5% | 50000 | 49750.0113
1989-05-18 09:00 | 5 | 78846.6 | 78452.375 | 99.5% | 50000 | 49750.0051
1989-05-18 10:00 | 5 | 176142 | 175260.8906 | 99.5% | 50000 | 49749.8866
1989-05-18 11:00 | 5 | 185122 | 184196.875 | 99.5% | 50000 | 49750.131
1989-05-18 12:00 | 5 | 189799 | 188849.9844 | 99.5% | 50000 | 49749.9946
1989-05-18 13:00 | 5 | 154142 | 153371.5156 | 99.5% | 50000 | 49750.0732
1989-05-18 14:00 | 5 | 132822 | 132157.4688 | 99.5% | 50000 | 49749.8414
1989-05-18 15:00 | 5 | 106076 | 105545.9922 | 99.5% | 50000 | 49750.1754
1989-05-18 16:00 | 5 | 63127.1 | 62811.5 | 99.5% | 50000 | 49750.0281
1989-05-18 17:00 | 5 | 14982.2 | 14907.3242 | 99.5% | 14982.2 | 14907.3242
1989-05-18 18:00 | 5 | 3856.1 | 3836.823 | 99.5% | 3856.1 | 3836.823
1989-05-18 19:00 | 5 | 0 | 0 | 0% | 0 | 0
1989-05-18 20:00 | 5 | 0 | 0 | 0% | 0 | 0
1989-05-18 21:00 | 5 | 0 | 0 | 0% | 0 | 0
1989-05-18 22:00 | 5 | 0 | 0 | 0% | 0 | 0
1989-05-18 23:00 | 5 | 0 | 0 | 0% | 0 | 0
1989-05-19 | 5 | 0 | 0 | 0% | 0 | 0
1989-05-19 01:00 | 5 | 0 | 0 | 0% | 0 | 0
1989-05-19 02:00 | 5 | 0 | 0 | 0% | 0 | 0
1989-05-19 03:00 | 5 | 0 | 0 | 0% | 0 | 0
1989-05-19 04:00 | 5 | 0 | 0 | 0% | 0 | 0
1989-05-19 05:00 | 5 | 6014.94 | 5984.8662 | 99.5% | 6014.94 | 5984.8662
1989-05-19 06:00 | 5 | 23691.6 | 23573.1406 | 99.5% | 23691.6 | 23573.1406
1989-05-19 07:00 | 5 | 90548.3 | 90095.5938 | 99.5% | 50000 | 49750.0195
1989-05-19 08:00 | 5 | 130095 | 129444.4609 | 99.5% | 50000 | 49749.9754
1989-05-19 09:00 | 5 | 162364 | 161551.7344 | 99.5% | 50000 | 49749.8628
1989-05-19 10:00 | 5 | 179812 | 178912.9062 | 99.5% | 50000 | 49749.9906
1989-05-19 11:00 | 5 | 186123 | 185192.1875 | 99.5% | 50000 | 49749.9469
1989-05-19 12:00 | 5 | 189358 | 188410.8281 | 99.5% | 50000 | 49749.8992
1989-05-19 13:00 | 5 | 182655 | 181741.625 | 99.5% | 50000 | 49749.9726
1989-05-19 14:00 | 5 | 157943 | 157153.3281 | 99.5% | 50000 | 49750.0137
1989-05-19 15:00 | 5 | 100470 | 99967.7891 | 99.5% | 50000 | 49750.0692
1989-05-19 16:00 | 5 | 61893.9 | 61584.4531 | 99.5% | 50000 | 49750.0183
1989-05-19 17:00 | 5 | 17152.4 | 17066.5898 | 99.5% | 17152.4 | 17066.5898
1989-05-19 18:00 | 5 | 3063.64 | 3048.322 | 99.5% | 3063.64 | 3048.322
1989-05-19 19:00 | 5 | 0 | 0 | 0% | 0 | 0
1989-05-19 20:00 | 5 | 0 | 0 | 0% | 0 | 0
1989-05-19 21:00 | 5 | 0 | 0 | 0% | 0 | 0
1989-05-19 22:00 | 5 | 0 | 0 | 0% | 0 | 0
1989-05-19 23:00 | 5 | 0 | 0 | 0% | 0 | 0
1989-05-20 | 5 | 0 | 0 | 0% | 0 | 0
1989-05-20 01:00 | 5 | 0 | 0 | 0% | 0 | 0
1989-05-20 02:00 | 5 | 0 | 0 | 0% | 0 | 0
1989-05-20 03:00 | 5 | 0 | 0 | 0% | 0 | 0
1989-05-20 04:00 | 5 | 66.0419 | 65.7117 | 99.5% | 66.0419 | 65.7117
1989-05-20 05:00 | 5 | 6142.51 | 6111.7988 | 99.5% | 6142.51 | 6111.7988
1989-05-20 06:00 | 5 | 19307.6 | 19211.0664 | 99.5% | 19307.6 | 19211.0664
1989-05-20 07:00 | 5 | 79278.8 | 78882.3984 | 99.5% | 50000 | 49749.9952
1989-05-20 08:00 | 5 | 114883 | 114308.1719 | 99.5% | 50000 | 49749.8202
1989-05-20 09:00 | 5 | 166064 | 165233.7656 | 99.5% | 50000 | 49750.0258
1989-05-20 10:00 | 5 | 179966 | 179065.6875 | 99.5% | 50000 | 49749.8659
1989-05-20 11:00 | 5 | 184242 | 183320.7656 | 99.5% | 50000 | 49749.9934
1989-05-20 12:00 | 5 | 189510 | 188562.5938 | 99.5% | 50000 | 49750.0379
1989-05-20 13:00 | 5 | 186539 | 185605.9688 | 99.5% | 50000 | 49749.9099
1989-05-20 14:00 | 5 | 150524 | 149770.9219 | 99.5% | 50000 | 49749.8478
1989-05-20 15:00 | 5 | 100363 | 99861.3906 | 99.5% | 50000 | 49750.1024
1989-05-20 16:00 | 5 | 62791.8 | 62477.8438 | 99.5% | 50000 | 49750.0022
1989-05-20 17:00 | 5 | 15328.5 | 15251.8838 | 99.5% | 15328.5 | 15251.8838
1989-05-20 18:00 | 5 | 2932.93 | 2918.2607 | 99.5% | 2932.93 | 2918.2607
1989-05-20 19:00 | 5 | 0 | 0 | 0% | 0 | 0
1989-05-20 20:00 | 5 | 0 | 0 | 0% | 0 | 0
1989-05-20 21:00 | 5 | 0 | 0 | 0% | 0 | 0
1989-05-20 22:00 | 5 | 0 | 0 | 0% | 0 | 0
1989-05-20 23:00 | 5 | 0 | 0 | 0% | 0 | 0
1989-05-21 | 5 | 0 | 0 | 0% | 0 | 0
1989-05-21 01:00 | 5 | 0 | 0 | 0% | 0 | 0
1989-05-21 02:00 | 5 | 0 | 0 | 0% | 0 | 0
1989-05-21 03:00 | 5 | 0 | 0 | 0% | 0 | 0
1989-05-21 04:00 | 5 | 0 | 0 | 0% | 0 | 0
1989-05-21 05:00 | 5 | 10890.1 | 10835.6768 | 99.5% | 10890.1 | 10835.6768
1989-05-21 06:00 | 5 | 18110.2 | 18019.6348 | 99.5% | 18110.2 | 18019.6348
1989-05-21 07:00 | 5 | 68276.3 | 67934.9531 | 99.5% | 50000 | 49750.0254
1989-05-21 08:00 | 5 | 128044 | 127404.0156 | 99.5% | 50000 | 49750.092
1989-05-21 09:00 | 5 | 153065 | 152299.6719 | 99.5% | 50000 | 49749.999
1989-05-21 10:00 | 5 | 176575 | 175692.0156 | 99.5% | 50000 | 49749.969
1989-05-21 11:00 | 5 | 182197 | 181285.6406 | 99.5% | 50000 | 49749.8973
1989-05-21 12:00 | 5 | 184963 | 184037.9531 | 99.5% | 50000 | 49749.9373
1989-05-21 13:00 | 5 | 171874 | 171014.375 | 99.5% | 50000 | 49749.9258
1989-05-21 14:00 | 5 | 151509 | 150751.5625 | 99.5% | 50000 | 49750.0355
1989-05-21 15:00 | 5 | 99444.7 | 98947.4766 | 99.5% | 50000 | 49750
1989-05-21 16:00 | 5 | 61798.7 | 61489.6602 | 99.5% | 50000 | 49749.9625
1989-05-21 17:00 | 5 | 20477.9 | 20375.543 | 99.5% | 20477.9 | 20375.543
1989-05-21 18:00 | 5 | 2858.09 | 2843.8044 | 99.5% | 2858.09 | 2843.8044
1989-05-21 19:00 | 5 | 0 | 0 | 0% | 0 | 0
1989-05-21 20:00 | 5 | 0 | 0 | 0% | 0 | 0
1989-05-21 21:00 | 5 | 0 | 0 | 0% | 0 | 0
1989-05-21 22:00 | 5 | 0 | 0 | 0% | 0 | 0
1989-05-21 23:00 | 5 | 0 | 0 | 0% | 0 | 0
1989-05-22 | 5 | 0 | 0 | 0% | 0 | 0
1989-05-22 01:00 | 5 | 0 | 0 | 0% | 0 | 0
1989-05-22 02:00 | 5 | 0 | 0 | 0% | 0 | 0
1989-05-22 03:00 | 5 | 0 | 0 | 0% | 0 | 0
1989-05-22 04:00 | 5 | 0 | 0 | 0% | 0 | 0
1989-05-22 05:00 | 5 | 8488.06 | 8445.6201 | 99.5% | 8488.06 | 8445.6201
1989-05-22 06:00 | 5 | 24439.8 | 24317.5957 | 99.5% | 24439.8 | 24317.5957
1989-05-22 07:00 | 5 | 75791.2 | 75412.2344 | 99.5% | 50000 | 49749.9937
1989-05-22 08:00 | 5 | 125138 | 124512.375 | 99.5% | 50000 | 49750.026
1989-05-22 09:00 | 5 | 140425 | 139723.2188 | 99.5% | 50000 | 49750.1224
1989-05-22 10:00 | 5 | 169744 | 168895.1875 | 99.5% | 50000 | 49749.9728
1989-05-22 11:00 | 5 | 177496 | 176608.4688 | 99.5% | 50000 | 49749.9856
1989-05-22 12:00 | 5 | 179481 | 178583.6094 | 99.5% | 50000 | 49750.004
1989-05-22 13:00 | 5 | 145870 | 145140.9062 | 99.5% | 50000 | 49750.0878
1989-05-22 14:00 | 5 | 157980 | 157189.9531 | 99.5% | 50000 | 49749.9535
1989-05-22 15:00 | 5 | 103838 | 103318.6875 | 99.5% | 50000 | 49749.941
1989-05-22 16:00 | 5 | 60867.9 | 60563.582 | 99.5% | 50000 | 49750.0177
1989-05-22 17:00 | 5 | 17728.8 | 17640.1992 | 99.5% | 17728.8 | 17640.1992
1989-05-22 18:00 | 5 | 2984.11 | 2969.1902 | 99.5% | 2984.11 | 2969.1902
1989-05-22 19:00 | 5 | 0 | 0 | 0% | 0 | 0
1989-05-22 20:00 | 5 | 0 | 0 | 0% | 0 | 0
1989-05-22 21:00 | 5 | 0 | 0 | 0% | 0 | 0
1989-05-22 22:00 | 5 | 0 | 0 | 0% | 0 | 0
1989-05-22 23:00 | 5 | 0 | 0 | 0% | 0 | 0
1989-05-23 | 5 | 0 | 0 | 0% | 0 | 0
1989-05-23 01:00 | 5 | 0 | 0 | 0% | 0 | 0
1989-05-23 02:00 | 5 | 0 | 0 | 0% | 0 | 0
1989-05-23 03:00 | 5 | 0 | 0 | 0% | 0 | 0
1989-05-23 04:00 | 5 | 15.9923 | 15.9123 | 99.5% | 15.9923 | 15.9123
1989-05-23 05:00 | 5 | 8342.9 | 8301.1826 | 99.5% | 8342.9 | 8301.1826
1989-05-23 06:00 | 5 | 38464.2 | 38271.8672 | 99.5% | 38464.2 | 38271.8672
1989-05-23 07:00 | 5 | 85627.6 | 85199.4609 | 99.5% | 50000 | 49749.9994
1989-05-23 08:00 | 5 | 116473 | 115890.2344 | 99.5% | 50000 | 49749.828
1989-05-23 09:00 | 5 | 145221 | 144494.4375 | 99.5% | 50000 | 49749.8425
1989-05-23 10:00 | 5 | 170365 | 169512.9062 | 99.5% | 50000 | 49749.9211
1989-05-23 11:00 | 5 | 186281 | 185349.1562 | 99.5% | 50000 | 49749.8822
1989-05-23 12:00 | 5 | 186946 | 186010.8594 | 99.5% | 50000 | 49749.8902
1989-05-23 13:00 | 5 | 132545 | 131882.2344 | 99.5% | 50000 | 49749.9847
1989-05-23 14:00 | 5 | 152898 | 152133.7344 | 99.5% | 50000 | 49750.0734
1989-05-23 15:00 | 5 | 101096 | 100590.6875 | 99.5% | 50000 | 49750.0828
1989-05-23 16:00 | 5 | 59503.2 | 59205.7148 | 99.5% | 50000 | 49750.0259
1989-05-23 17:00 | 5 | 17413.4 | 17326.3203 | 99.5% | 17413.4 | 17326.3203
1989-05-23 18:00 | 5 | 3975.83 | 3955.9495 | 99.5% | 3975.83 | 3955.9495
1989-05-23 19:00 | 5 | 0 | 0 | 0% | 0 | 0
1989-05-23 20:00 | 5 | 0 | 0 | 0% | 0 | 0
1989-05-23 21:00 | 5 | 0 | 0 | 0% | 0 | 0
1989-05-23 22:00 | 5 | 0 | 0 | 0% | 0 | 0
1989-05-23 23:00 | 5 | 0 | 0 | 0% | 0 | 0
1989-05-24 | 5 | 0 | 0 | 0% | 0 | 0
1989-05-24 01:00 | 5 | 0 | 0 | 0% | 0 | 0
1989-05-24 02:00 | 5 | 0 | 0 | 0% | 0 | 0
1989-05-24 03:00 | 5 | 0 | 0 | 0% | 0 | 0
1989-05-24 04:00 | 5 | 106.356 | 105.8245 | 99.5% | 106.356 | 105.8245
1989-05-24 05:00 | 5 | 8457.68 | 8415.3887 | 99.5% | 8457.68 | 8415.3887
1989-05-24 06:00 | 5 | 47256.6 | 47020.3398 | 99.5% | 47256.6 | 47020.3398
1989-05-24 07:00 | 5 | 94859.8 | 94385.5391 | 99.5% | 50000 | 49750.0201
1989-05-24 08:00 | 5 | 134986 | 134310.875 | 99.5% | 50000 | 49749.9278
1989-05-24 09:00 | 5 | 163693 | 162874.3906 | 99.5% | 50000 | 49749.9559
1989-05-24 10:00 | 5 | 180745 | 179840.875 | 99.5% | 50000 | 49749.8893
1989-05-24 11:00 | 5 | 187679 | 186741.0938 | 99.5% | 50000 | 49750.1302
1989-05-24 12:00 | 5 | 189795 | 188845.9375 | 99.5% | 50000 | 49749.9769
1989-05-24 13:00 | 5 | 185920 | 184990 | 99.5% | 50000 | 49749.8924
1989-05-24 14:00 | 5 | 161647 | 160838.8594 | 99.5% | 50000 | 49750.0292
1989-05-24 15:00 | 5 | 103594 | 103075.7266 | 99.5% | 50000 | 49749.8535
1989-05-24 16:00 | 5 | 63637.8 | 63319.6406 | 99.5% | 50000 | 49750.0233
1989-05-24 17:00 | 5 | 17278.4 | 17192.0078 | 99.5% | 17278.4 | 17192.0078
1989-05-24 18:00 | 5 | 3473.36 | 3455.9939 | 99.5% | 3473.36 | 3455.9939
1989-05-24 19:00 | 5 | 0 | 0 | 0% | 0 | 0
1989-05-24 20:00 | 5 | 0 | 0 | 0% | 0 | 0
1989-05-24 21:00 | 5 | 0 | 0 | 0% | 0 | 0
1989-05-24 22:00 | 5 | 0 | 0 | 0% | 0 | 0
1989-05-24 23:00 | 5 | 0 | 0 | 0% | 0 | 0
1989-05-25 | 5 | 0 | 0 | 0% | 0 | 0
1989-05-25 01:00 | 5 | 0 | 0 | 0% | 0 | 0
1989-05-25 02:00 | 5 | 0 | 0 | 0% | 0 | 0
1989-05-25 03:00 | 5 | 0 | 0 | 0% | 0 | 0
1989-05-25 04:00 | 5 | 66.0049 | 65.6749 | 99.5% | 66.0049 | 65.6749
1989-05-25 05:00 | 5 | 6123.11 | 6092.4912 | 99.5% | 6123.11 | 6092.4912
1989-05-25 06:00 | 5 | 23354 | 23237.2402 | 99.5% | 23354 | 23237.2402
1989-05-25 07:00 | 5 | 76784.6 | 76400.6406 | 99.5% | 50000 | 49749.9763
1989-05-25 08:00 | 5 | 122979 | 122364.5234 | 99.5% | 50000 | 49750.1701
1989-05-25 09:00 | 5 | 160128 | 159326.9219 | 99.5% | 50000 | 49749.8632
1989-05-25 10:00 | 5 | 179158 | 178262.6562 | 99.5% | 50000 | 49750.1245
1989-05-25 11:00 | 5 | 184142 | 183220.8594 | 99.5% | 50000 | 49749.8831
1989-05-25 12:00 | 5 | 186748 | 185814.4219 | 99.5% | 50000 | 49750.0433
1989-05-25 13:00 | 5 | 178712 | 177818.0156 | 99.5% | 50000 | 49749.8813
1989-05-25 14:00 | 5 | 154258 | 153486.25 | 99.5% | 50000 | 49749.8509
1989-05-25 15:00 | 5 | 99473.2 | 98975.8281 | 99.5% | 50000 | 49749.997
1989-05-25 16:00 | 5 | 53740.1 | 53471.4102 | 99.5% | 50000 | 49750.0099
1989-05-25 17:00 | 5 | 19528 | 19430.3945 | 99.5% | 19528 | 19430.3945
1989-05-25 18:00 | 5 | 4030.12 | 4009.9714 | 99.5% | 4030.12 | 4009.9714
1989-05-25 19:00 | 5 | 0 | 0 | 0% | 0 | 0
1989-05-25 20:00 | 5 | 0 | 0 | 0% | 0 | 0
1989-05-25 21:00 | 5 | 0 | 0 | 0% | 0 | 0
1989-05-25 22:00 | 5 | 0 | 0 | 0% | 0 | 0
1989-05-25 23:00 | 5 | 0 | 0 | 0% | 0 | 0
1989-05-26 | 5 | 0 | 0 | 0% | 0 | 0
1989-05-26 01:00 | 5 | 0 | 0 | 0% | 0 | 0
1989-05-26 02:00 | 5 | 0 | 0 | 0% | 0 | 0
1989-05-26 03:00 | 5 | 0 | 0 | 0% | 0 | 0
1989-05-26 04:00 | 5 | 33.1567 | 32.9909 | 99.5% | 33.1567 | 32.9909
1989-05-26 05:00 | 5 | 8733.42 | 8689.7539 | 99.5% | 8733.42 | 8689.7539
1989-05-26 06:00 | 5 | 41829.3 | 41620.1328 | 99.5% | 41829.3 | 41620.1328
1989-05-26 07:00 | 5 | 93069 | 92603.6953 | 99.5% | 50000 | 49750.0217
1989-05-26 08:00 | 5 | 138046 | 137355.8594 | 99.5% | 50000 | 49750.0324
1989-05-26 09:00 | 5 | 163021 | 162205.9531 | 99.5% | 50000 | 49750.0178
1989-05-26 10:00 | 5 | 181901 | 180991.2969 | 99.5% | 50000 | 49749.9455
1989-05-26 11:00 | 5 | 188001 | 187061.3281 | 99.5% | 50000 | 49750.0886
1989-05-26 12:00 | 5 | 189847 | 188897.375 | 99.5% | 50000 | 49749.8973
1989-05-26 13:00 | 5 | 186678 | 185744.6719 | 99.5% | 50000 | 49750.0166
1989-05-26 14:00 | 5 | 165296 | 164469.75 | 99.5% | 50000 | 49750.0696
1989-05-26 15:00 | 5 | 103464 | 102947.1172 | 99.5% | 50000 | 49750.2113
1989-05-26 16:00 | 5 | 63465.8 | 63148.4297 | 99.5% | 50000 | 49749.9675
1989-05-26 17:00 | 5 | 15552.6 | 15474.8398 | 99.5% | 15552.6 | 15474.8398
1989-05-26 18:00 | 5 | 3288.69 | 3272.2495 | 99.5% | 3288.69 | 3272.2495
1989-05-26 19:00 | 5 | 0 | 0 | 0% | 0 | 0
1989-05-26 20:00 | 5 | 0 | 0 | 0% | 0 | 0
1989-05-26 21:00 | 5 | 0 | 0 | 0% | 0 | 0
1989-05-26 22:00 | 5 | 0 | 0 | 0% | 0 | 0
1989-05-26 23:00 | 5 | 0 | 0 | 0% | 0 | 0
1989-05-27 | 5 | 0 | 0 | 0% | 0 | 0
1989-05-27 01:00 | 5 | 0 | 0 | 0% | 0 | 0
1989-05-27 02:00 | 5 | 0 | 0 | 0% | 0 | 0
1989-05-27 03:00 | 5 | 0 | 0 | 0% | 0 | 0
1989-05-27 04:00 | 5 | 0 | 0 | 0% | 0 | 0
1989-05-27 05:00 | 5 | 6258.05 | 6226.7593 | 99.5% | 6258.05 | 6226.7593
1989-05-27 06:00 | 5 | 29369.9 | 29223.0234 | 99.5% | 29369.9 | 29223.0234
1989-05-27 07:00 | 5 | 41362 | 41155.2188 | 99.5% | 41362 | 41155.2188
1989-05-27 08:00 | 5 | 61149.6 | 60843.8906 | 99.5% | 50000 | 49750.0316
1989-05-27 09:00 | 5 | 71828.4 | 71469.2344 | 99.5% | 50000 | 49749.9836
1989-05-27 10:00 | 5 | 157327 | 156540.5938 | 99.5% | 50000 | 49750.0727
1989-05-27 11:00 | 5 | 183727 | 182808.0312 | 99.5% | 50000 | 49749.9092
1989-05-27 12:00 | 5 | 190054 | 189103.3438 | 99.5% | 50000 | 49749.8984
1989-05-27 13:00 | 5 | 185918 | 184988.1094 | 99.5% | 50000 | 49749.9192
1989-05-27 14:00 | 5 | 137283 | 136596.8281 | 99.5% | 50000 | 49750.0885
1989-05-27 15:00 | 5 | 78562.7 | 78169.8828 | 99.5% | 50000 | 49749.9977
1989-05-27 16:00 | 5 | 55098.4 | 54822.957 | 99.5% | 50000 | 49750.0445
1989-05-27 17:00 | 5 | 18676.1 | 18582.7617 | 99.5% | 18676.1 | 18582.7617
1989-05-27 18:00 | 5 | 4556.97 | 4534.1816 | 99.5% | 4556.97 | 4534.1816
1989-05-27 19:00 | 5 | 0 | 0 | 0% | 0 | 0
1989-05-27 20:00 | 5 | 0 | 0 | 0% | 0 | 0
1989-05-27 21:00 | 5 | 0 | 0 | 0% | 0 | 0
1989-05-27 22:00 | 5 | 0 | 0 | 0% | 0 | 0
1989-05-27 23:00 | 5 | 0 | 0 | 0% | 0 | 0
1989-05-28 | 5 | 0 | 0 | 0% | 0 | 0
1989-05-28 01:00 | 5 | 0 | 0 | 0% | 0 | 0
1989-05-28 02:00 | 5 | 0 | 0 | 0% | 0 | 0
1989-05-28 03:00 | 5 | 0 | 0 | 0% | 0 | 0
1989-05-28 04:00 | 5 | 15.9895 | 15.9095 | 99.5% | 15.9895 | 15.9095
1989-05-28 05:00 | 5 | 3542.94 | 3525.2285 | 99.5% | 3542.94 | 3525.2285
1989-05-28 06:00 | 5 | 20423.1 | 20321.0254 | 99.5% | 20423.1 | 20321.0254
1989-05-28 07:00 | 5 | 40785 | 40581.0742 | 99.5% | 40785 | 40581.0742
1989-05-28 08:00 | 5 | 55539.7 | 55261.9922 | 99.5% | 50000 | 49749.9916
1989-05-28 09:00 | 5 | 138953 | 138258.2656 | 99.5% | 50000 | 49750.011
1989-05-28 10:00 | 5 | 174658 | 173785.1562 | 99.5% | 50000 | 49750.1277
1989-05-28 11:00 | 5 | 182821 | 181906.5625 | 99.5% | 50000 | 49749.9091
1989-05-28 12:00 | 5 | 190549 | 189595.8906 | 99.5% | 50000 | 49749.9044
1989-05-28 13:00 | 5 | 179056 | 178160.4062 | 99.5% | 50000 | 49749.9124
1989-05-28 14:00 | 5 | 140851 | 140146.2969 | 99.5% | 50000 | 49749.8409
1989-05-28 15:00 | 5 | 61005.7 | 60700.6797 | 99.5% | 50000 | 49750.0067
1989-05-28 16:00 | 5 | 65930.4 | 65600.7031 | 99.5% | 50000 | 49749.966
1989-05-28 17:00 | 5 | 9330.21 | 9283.5547 | 99.5% | 9330.21 | 9283.5547
1989-05-28 18:00 | 5 | 2144.44 | 2133.7175 | 99.5% | 2144.44 | 2133.7175
1989-05-28 19:00 | 5 | 0 | 0 | 0% | 0 | 0
1989-05-28 20:00 | 5 | 0 | 0 | 0% | 0 | 0
1989-05-28 21:00 | 5 | 0 | 0 | 0% | 0 | 0
1989-05-28 22:00 | 5 | 0 | 0 | 0% | 0 | 0
1989-05-28 23:00 | 5 | 0 | 0 | 0% | 0 | 0
1989-05-29 | 5 | 0 | 0 | 0% | 0 | 0
1989-05-29 01:00 | 5 | 0 | 0 | 0% | 0 | 0
1989-05-29 02:00 | 5 | 0 | 0 | 0% | 0 | 0
1989-05-29 03:00 | 5 | 0 | 0 | 0% | 0 | 0
1989-05-29 04:00 | 5 | 143.546 | 142.8279 | 99.5% | 143.546 | 142.8279
1989-05-29 05:00 | 5 | 6239.01 | 6207.8164 | 99.5% | 6239.01 | 6207.8164
1989-05-29 06:00 | 5 | 27340.8 | 27204.0762 | 99.5% | 27340.8 | 27204.0762
1989-05-29 07:00 | 5 | 39922.7 | 39723.0391 | 99.5% | 39922.7 | 39723.0391
1989-05-29 08:00 | 5 | 126536 | 125902.9922 | 99.5% | 50000 | 49749.8705
1989-05-29 09:00 | 5 | 154764 | 153990.625 | 99.5% | 50000 | 49750.1438
1989-05-29 10:00 | 5 | 151892 | 151133 | 99.5% | 50000 | 49750.1514
1989-05-29 11:00 | 5 | 183331 | 182414.0312 | 99.5% | 50000 | 49749.9144
1989-05-29 12:00 | 5 | 189623 | 188674.875 | 99.5% | 50000 | 49749.9974
1989-05-29 13:00 | 5 | 183189 | 182272.7344 | 99.5% | 50000 | 49749.9125
1989-05-29 14:00 | 5 | 155425 | 154647.5469 | 99.5% | 50000 | 49749.8944
1989-05-29 15:00 | 5 | 95940.8 | 95461.1094 | 99.5% | 50000 | 49750.007
1989-05-29 16:00 | 5 | 56446.8 | 56164.5195 | 99.5% | 50000 | 49749.9588
1989-05-29 17:00 | 5 | 20668.9 | 20565.5332 | 99.5% | 20668.9 | 20565.5332
1989-05-29 18:00 | 5 | 3864.63 | 3845.3103 | 99.5% | 3864.63 | 3845.3103
1989-05-29 19:00 | 5 | 0 | 0 | 0% | 0 | 0
1989-05-29 20:00 | 5 | 0 | 0 | 0% | 0 | 0
1989-05-29 21:00 | 5 | 0 | 0 | 0% | 0 | 0
1989-05-29 22:00 | 5 | 0 | 0 | 0% | 0 | 0
1989-05-29 23:00 | 5 | 0 | 0 | 0% | 0 | 0
1989-05-30 | 5 | 0 | 0 | 0% | 0 | 0
1989-05-30 01:00 | 5 | 0 | 0 | 0% | 0 | 0
1989-05-30 02:00 | 5 | 0 | 0 | 0% | 0 | 0
1989-05-30 03:00 | 5 | 0 | 0 | 0% | 0 | 0
1989-05-30 04:00 | 5 | 0 | 0 | 0% | 0 | 0
1989-05-30 05:00 | 5 | 7278.15 | 7241.7583 | 99.5% | 7278.15 | 7241.7583
1989-05-30 06:00 | 5 | 36554.9 | 36372.1406 | 99.5% | 36554.9 | 36372.1406
1989-05-30 07:00 | 5 | 73332.4 | 72965.7188 | 99.5% | 50000 | 49749.9869
1989-05-30 08:00 | 5 | 128732 | 128088.6484 | 99.5% | 50000 | 49750.1198
1989-05-30 09:00 | 5 | 158274 | 157482.7031 | 99.5% | 50000 | 49750.0231
1989-05-30 10:00 | 5 | 182190 | 181278.5938 | 99.5% | 50000 | 49749.8748
1989-05-30 11:00 | 5 | 184753 | 183829.3594 | 99.5% | 50000 | 49750.0337
1989-05-30 12:00 | 5 | 153200 | 152434.2656 | 99.5% | 50000 | 49750.0867
1989-05-30 13:00 | 5 | 180615 | 179711.7656 | 99.5% | 50000 | 49749.9559
1989-05-30 14:00 | 5 | 154522 | 153749.2656 | 99.5% | 50000 | 49749.9598
1989-05-30 15:00 | 5 | 108523 | 107980.1094 | 99.5% | 50000 | 49749.873
1989-05-30 16:00 | 5 | 61525.1 | 61217.4766 | 99.5% | 50000 | 49750.0017
1989-05-30 17:00 | 5 | 19456.1 | 19358.8477 | 99.5% | 19456.1 | 19358.8477
1989-05-30 18:00 | 5 | 3888.78 | 3869.3386 | 99.5% | 3888.78 | 3869.3386
1989-05-30 19:00 | 5 | 0 | 0 | 0% | 0 | 0
1989-05-30 20:00 | 5 | 0 | 0 | 0% | 0 | 0
1989-05-30 21:00 | 5 | 0 | 0 | 0% | 0 | 0
1989-05-30 22:00 | 5 | 0 | 0 | 0% | 0 | 0
1989-05-30 23:00 | 5 | 0 | 0 | 0% | 0 | 0
1989-05-31 | 5 | 0 | 0 | 0% | 0 | 0
1989-05-31 01:00 | 5 | 0 | 0 | 0% | 0 | 0
1989-05-31 02:00 | 5 | 0 | 0 | 0% | 0 | 0
1989-05-31 03:00 | 5 | 0 | 0 | 0% | 0 | 0
1989-05-31 04:00 | 5 | 245.184 | 243.9585 | 99.5% | 245.184 | 243.9585
1989-05-31 05:00 | 5 | 9100.62 | 9055.1172 | 99.5% | 9100.62 | 9055.1172
1989-05-31 06:00 | 5 | 20527.7 | 20425.043 | 99.5% | 20527.7 | 20425.043
1989-05-31 07:00 | 5 | 44221.5 | 44000.4102 | 99.5% | 44221.5 | 44000.4102
1989-05-31 08:00 | 5 | 59567.8 | 59269.9805 | 99.5% | 50000 | 49750.0163
1989-05-31 09:00 | 5 | 151344 | 150586.8125 | 99.5% | 50000 | 49749.8456
1989-05-31 10:00 | 5 | 173412 | 172544.6094 | 99.5% | 50000 | 49749.9047
1989-05-31 11:00 | 5 | 183544 | 182625.8906 | 99.5% | 50000 | 49749.8939
1989-05-31 12:00 | 5 | 98346.5 | 97854.7734 | 99.5% | 50000 | 49750.003
1989-05-31 13:00 | 5 | 142274 | 141562.2656 | 99.5% | 50000 | 49749.8719
1989-05-31 14:00 | 5 | 157227 | 156441.125 | 99.5% | 50000 | 49750.0827
1989-05-31 15:00 | 5 | 104128 | 103606.8906 | 99.5% | 50000 | 49749.7746
1989-05-31 16:00 | 5 | 63480 | 63162.5859 | 99.5% | 50000 | 49749.9889
1989-05-31 17:00 | 5 | 16675 | 16591.6133 | 99.5% | 16675 | 16591.6133
1989-05-31 18:00 | 5 | 3838.8 | 3819.6018 | 99.5% | 3838.8 | 3819.6018
1989-05-31 19:00 | 5 | 0 | 0 | 0% | 0 | 0
1989-05-31 20:00 | 5 | 0 | 0 | 0% | 0 | 0
1989-05-31 21:00 | 5 | 0 | 0 | 0% | 0 | 0
1989-05-31 22:00 | 5 | 0 | 0 | 0% | 0 | 0
1989-05-31 23:00 | 5 | 0 | 0 | 0% | 0 | 0
1996-06-01 | 6 | 0 | 0 | 0% | 0 | 0
1996-06-01 01:00 | 6 | 0 | 0 | 0% | 0 | 0
1996-06-01 02:00 | 6 | 0 | 0 | 0% | 0 | 0
1996-06-01 03:00 | 6 | 0 | 0 | 0% | 0 | 0
1996-06-01 04:00 | 6 | 15.9991 | 15.9191 | 99.5% | 15.9991 | 15.9191
1996-06-01 05:00 | 6 | 9642.38 | 9594.1699 | 99.5% | 9642.38 | 9594.1699
1996-06-01 06:00 | 6 | 46845.5 | 46611.2305 | 99.5% | 46845.5 | 46611.2305
1996-06-01 07:00 | 6 | 92167.4 | 91706.5781 | 99.5% | 50000 | 49750.0082
1996-06-01 08:00 | 6 | 133302 | 132635.5625 | 99.5% | 50000 | 49750.0272
1996-06-01 09:00 | 6 | 162564 | 161751.4062 | 99.5% | 50000 | 49750.0696
1996-06-01 10:00 | 6 | 178527 | 177634.2188 | 99.5% | 50000 | 49749.959
1996-06-01 11:00 | 6 | 185455 | 184528.1719 | 99.5% | 50000 | 49750.1205
1996-06-01 12:00 | 6 | 189462 | 188515.1406 | 99.5% | 50000 | 49750.1189
1996-06-01 13:00 | 6 | 180334 | 179432.4062 | 99.5% | 50000 | 49750.0211
1996-06-01 14:00 | 6 | 157765 | 156976.5781 | 99.5% | 50000 | 49750.1278
1996-06-01 15:00 | 6 | 104536 | 104013.3594 | 99.5% | 50000 | 49750.0188
1996-06-01 16:00 | 6 | 62921.1 | 62606.4844 | 99.5% | 50000 | 49749.992
1996-06-01 17:00 | 6 | 19885.6 | 19786.1875 | 99.5% | 19885.6 | 19786.1875
1996-06-01 18:00 | 6 | 3495.82 | 3478.3445 | 99.5% | 3495.82 | 3478.3445
1996-06-01 19:00 | 6 | 0 | 0 | 0% | 0 | 0
1996-06-01 20:00 | 6 | 0 | 0 | 0% | 0 | 0
1996-06-01 21:00 | 6 | 0 | 0 | 0% | 0 | 0
1996-06-01 22:00 | 6 | 0 | 0 | 0% | 0 | 0
1996-06-01 23:00 | 6 | 0 | 0 | 0% | 0 | 0
1996-06-02 | 6 | 0 | 0 | 0% | 0 | 0
1996-06-02 01:00 | 6 | 0 | 0 | 0% | 0 | 0
1996-06-02 02:00 | 6 | 0 | 0 | 0% | 0 | 0
1996-06-02 03:00 | 6 | 0 | 0 | 0% | 0 | 0
1996-06-02 04:00 | 6 | 16.0043 | 15.9243 | 99.5% | 16.0043 | 15.9243
1996-06-02 05:00 | 6 | 8963.43 | 8918.6143 | 99.5% | 8963.43 | 8918.6143
1996-06-02 06:00 | 6 | 39750.9 | 39552.1094 | 99.5% | 39750.9 | 39552.1094
1996-06-02 07:00 | 6 | 79020.2 | 78625.0859 | 99.5% | 50000 | 49749.9917
1996-06-02 08:00 | 6 | 100923 | 100417.9766 | 99.5% | 50000 | 49749.7976
1996-06-02 09:00 | 6 | 78763.2 | 78369.3594 | 99.5% | 50000 | 49749.9844
1996-06-02 10:00 | 6 | 140955 | 140250.375 | 99.5% | 50000 | 49750.0532
1996-06-02 11:00 | 6 | 146898 | 146163.6094 | 99.5% | 50000 | 49750.0338
1996-06-02 12:00 | 6 | 71157.4 | 70801.5859 | 99.5% | 50000 | 49749.981
1996-06-02 13:00 | 6 | 123210 | 122594.0391 | 99.5% | 50000 | 49750.0361
1996-06-02 14:00 | 6 | 132451 | 131789.1562 | 99.5% | 50000 | 49750.1552
1996-06-02 15:00 | 6 | 97864 | 97374.6953 | 99.5% | 50000 | 49750.0078
1996-06-02 16:00 | 6 | 61218 | 60911.8711 | 99.5% | 50000 | 49749.9682
1996-06-02 17:00 | 6 | 14978.8 | 14903.8711 | 99.5% | 14978.8 | 14903.8711
1996-06-02 18:00 | 6 | 4221.88 | 4200.7749 | 99.5% | 4221.88 | 4200.7749
1996-06-02 19:00 | 6 | 0 | 0 | 0% | 0 | 0
1996-06-02 20:00 | 6 | 0 | 0 | 0% | 0 | 0
1996-06-02 21:00 | 6 | 0 | 0 | 0% | 0 | 0
1996-06-02 22:00 | 6 | 0 | 0 | 0% | 0 | 0
1996-06-02 23:00 | 6 | 0 | 0 | 0% | 0 | 0
1996-06-03 | 6 | 0 | 0 | 0% | 0 | 0
1996-06-03 01:00 | 6 | 0 | 0 | 0% | 0 | 0
1996-06-03 02:00 | 6 | 0 | 0 | 0% | 0 | 0
1996-06-03 03:00 | 6 | 0 | 0 | 0% | 0 | 0
1996-06-03 04:00 | 6 | 16.0168 | 15.9367 | 99.5% | 16.0168 | 15.9367
1996-06-03 05:00 | 6 | 10060.7 | 10010.3555 | 99.5% | 10060.7 | 10010.3555
1996-06-03 06:00 | 6 | 42456.6 | 42244.2656 | 99.5% | 42456.6 | 42244.2656
1996-06-03 07:00 | 6 | 86052 | 85621.75 | 99.5% | 50000 | 49750.0058
1996-06-03 08:00 | 6 | 126126 | 125495.375 | 99.5% | 50000 | 49750.002
1996-06-03 09:00 | 6 | 156512 | 155729.6719 | 99.5% | 50000 | 49750.0741
1996-06-03 10:00 | 6 | 174207 | 173335.7031 | 99.5% | 50000 | 49749.9248
1996-06-03 11:00 | 6 | 184643 | 183719.3438 | 99.5% | 50000 | 49749.8805
1996-06-03 12:00 | 6 | 187248 | 186311.7031 | 99.5% | 50000 | 49749.9848
1996-06-03 13:00 | 6 | 178541 | 177648.6562 | 99.5% | 50000 | 49750.1012
1996-06-03 14:00 | 6 | 153573 | 152804.7031 | 99.5% | 50000 | 49749.8594
1996-06-03 15:00 | 6 | 104256 | 103734.6328 | 99.5% | 50000 | 49749.9582
1996-06-03 16:00 | 6 | 61722.8 | 61414.1602 | 99.5% | 50000 | 49749.9791
1996-06-03 17:00 | 6 | 21705.1 | 21596.5605 | 99.5% | 21705.1 | 21596.5605
1996-06-03 18:00 | 6 | 3828.08 | 3808.9355 | 99.5% | 3828.08 | 3808.9355
1996-06-03 19:00 | 6 | 0 | 0 | 0% | 0 | 0
1996-06-03 20:00 | 6 | 0 | 0 | 0% | 0 | 0
1996-06-03 21:00 | 6 | 0 | 0 | 0% | 0 | 0
1996-06-03 22:00 | 6 | 0 | 0 | 0% | 0 | 0
1996-06-03 23:00 | 6 | 0 | 0 | 0% | 0 | 0
1996-06-04 | 6 | 0 | 0 | 0% | 0 | 0
1996-06-04 01:00 | 6 | 0 | 0 | 0% | 0 | 0
1996-06-04 02:00 | 6 | 0 | 0 | 0% | 0 | 0
1996-06-04 03:00 | 6 | 0 | 0 | 0% | 0 | 0
1996-06-04 04:00 | 6 | 0 | 0 | 0% | 0 | 0
1996-06-04 05:00 | 6 | 4091.69 | 4071.2292 | 99.5% | 4091.69 | 4071.2292
1996-06-04 06:00 | 6 | 12837.4 | 12773.2148 | 99.5% | 12837.4 | 12773.2148
1996-06-04 07:00 | 6 | 90637.1 | 90183.8984 | 99.5% | 50000 | 49749.9911
1996-06-04 08:00 | 6 | 135848 | 135169.2188 | 99.5% | 50000 | 49750.1688
1996-06-04 09:00 | 6 | 165024 | 164198.7344 | 99.5% | 50000 | 49749.9559
1996-06-04 10:00 | 6 | 181194 | 180288.25 | 99.5% | 50000 | 49750.0607
1996-06-04 11:00 | 6 | 186994 | 186058.8438 | 99.5% | 50000 | 49749.9502
1996-06-04 12:00 | 6 | 189856 | 188907.1719 | 99.5% | 50000 | 49750.119
1996-06-04 13:00 | 6 | 184853 | 183929.0156 | 99.5% | 50000 | 49750.0759
1996-06-04 14:00 | 6 | 163563 | 162744.8594 | 99.5% | 50000 | 49749.9005
1996-06-04 15:00 | 6 | 107446 | 106908.3516 | 99.5% | 50000 | 49749.8053
1996-06-04 16:00 | 6 | 63692.8 | 63374.3828 | 99.5% | 50000 | 49750.0367
1996-06-04 17:00 | 6 | 19632.9 | 19534.7676 | 99.5% | 19632.9 | 19534.7676
1996-06-04 18:00 | 6 | 3444.93 | 3427.7024 | 99.5% | 3444.93 | 3427.7024
1996-06-04 19:00 | 6 | 0 | 0 | 0% | 0 | 0
1996-06-04 20:00 | 6 | 0 | 0 | 0% | 0 | 0
1996-06-04 21:00 | 6 | 0 | 0 | 0% | 0 | 0
1996-06-04 22:00 | 6 | 0 | 0 | 0% | 0 | 0
1996-06-04 23:00 | 6 | 0 | 0 | 0% | 0 | 0
1996-06-05 | 6 | 0 | 0 | 0% | 0 | 0
1996-06-05 01:00 | 6 | 0 | 0 | 0% | 0 | 0
1996-06-05 02:00 | 6 | 0 | 0 | 0% | 0 | 0
1996-06-05 03:00 | 6 | 0 | 0 | 0% | 0 | 0
1996-06-05 04:00 | 6 | 0 | 0 | 0% | 0 | 0
1996-06-05 05:00 | 6 | 4099.19 | 4078.6921 | 99.5% | 4099.19 | 4078.6921
1996-06-05 06:00 | 6 | 14051.3 | 13981.0078 | 99.5% | 14051.3 | 13981.0078
1996-06-05 07:00 | 6 | 24880.6 | 24756.2207 | 99.5% | 24880.6 | 24756.2207
1996-06-05 08:00 | 6 | 41504 | 41296.4453 | 99.5% | 41504 | 41296.4453
1996-06-05 09:00 | 6 | 50037.4 | 49787.2227 | 99.5% | 50000 | 49750.0096
1996-06-05 10:00 | 6 | 56065.5 | 55785.1406 | 99.5% | 50000 | 49749.9716
1996-06-05 11:00 | 6 | 141257 | 140551.0312 | 99.5% | 50000 | 49750.1119
1996-06-05 12:00 | 6 | 173835 | 172965.3594 | 99.5% | 50000 | 49749.8661
1996-06-05 13:00 | 6 | 172822 | 171957.625 | 99.5% | 50000 | 49749.9233
1996-06-05 14:00 | 6 | 150503 | 149750.8281 | 99.5% | 50000 | 49750.114
1996-06-05 15:00 | 6 | 102324 | 101812.1484 | 99.5% | 50000 | 49749.8868
1996-06-05 16:00 | 6 | 55247.3 | 54971.0312 | 99.5% | 50000 | 49749.9708
1996-06-05 17:00 | 6 | 24893.8 | 24769.3516 | 99.5% | 24893.8 | 24769.3516
1996-06-05 18:00 | 6 | 1410.18 | 1403.1271 | 99.5% | 1410.18 | 1403.1271
1996-06-05 19:00 | 6 | 0 | 0 | 0% | 0 | 0
1996-06-05 20:00 | 6 | 0 | 0 | 0% | 0 | 0
1996-06-05 21:00 | 6 | 0 | 0 | 0% | 0 | 0
1996-06-05 22:00 | 6 | 0 | 0 | 0% | 0 | 0
1996-06-05 23:00 | 6 | 0 | 0 | 0% | 0 | 0
1996-06-06 | 6 | 0 | 0 | 0% | 0 | 0
1996-06-06 01:00 | 6 | 0 | 0 | 0% | 0 | 0
1996-06-06 02:00 | 6 | 0 | 0 | 0% | 0 | 0
1996-06-06 03:00 | 6 | 0 | 0 | 0% | 0 | 0
1996-06-06 04:00 | 6 | 0 | 0 | 0% | 0 | 0
1996-06-06 05:00 | 6 | 4113.1 | 4092.5369 | 99.5% | 4113.1 | 4092.5369
1996-06-06 06:00 | 6 | 12686 | 12622.5615 | 99.5% | 12686 | 12622.5615
1996-06-06 07:00 | 6 | 23671.3 | 23552.9648 | 99.5% | 23671.3 | 23552.9648
1996-06-06 08:00 | 6 | 33584.9 | 33416.9766 | 99.5% | 33584.9 | 33416.9766
1996-06-06 09:00 | 6 | 49262.7 | 49016.3984 | 99.5% | 49262.7 | 49016.3984
1996-06-06 10:00 | 6 | 181305 | 180398.0625 | 99.5% | 50000 | 49749.8862
1996-06-06 11:00 | 6 | 186003 | 185072.875 | 99.5% | 50000 | 49749.9704
1996-06-06 12:00 | 6 | 189894 | 188944.7188 | 99.5% | 50000 | 49750.0497
1996-06-06 13:00 | 6 | 183953 | 183033.2812 | 99.5% | 50000 | 49750.0126
1996-06-06 14:00 | 6 | 148842 | 148097.875 | 99.5% | 50000 | 49750.0286
1996-06-06 15:00 | 6 | 101109 | 100603.6328 | 99.5% | 50000 | 49750.0879
1996-06-06 16:00 | 6 | 62506 | 62193.4844 | 99.5% | 50000 | 49750.0115
1996-06-06 17:00 | 6 | 21109.3 | 21003.7773 | 99.5% | 21109.3 | 21003.7773
1996-06-06 18:00 | 6 | 4717.06 | 4693.4746 | 99.5% | 4717.06 | 4693.4746
1996-06-06 19:00 | 6 | 0 | 0 | 0% | 0 | 0
1996-06-06 20:00 | 6 | 0 | 0 | 0% | 0 | 0
1996-06-06 21:00 | 6 | 0 | 0 | 0% | 0 | 0
1996-06-06 22:00 | 6 | 0 | 0 | 0% | 0 | 0
1996-06-06 23:00 | 6 | 0 | 0 | 0% | 0 | 0
1996-06-07 | 6 | 0 | 0 | 0% | 0 | 0
1996-06-07 01:00 | 6 | 0 | 0 | 0% | 0 | 0
1996-06-07 02:00 | 6 | 0 | 0 | 0% | 0 | 0
1996-06-07 03:00 | 6 | 0 | 0 | 0% | 0 | 0
1996-06-07 04:00 | 6 | 16.0168 | 15.9367 | 99.5% | 16.0168 | 15.9367
1996-06-07 05:00 | 6 | 5253.14 | 5226.8711 | 99.5% | 5253.14 | 5226.8711
1996-06-07 06:00 | 6 | 17262.9 | 17176.5469 | 99.5% | 17262.9 | 17176.5469
1996-06-07 07:00 | 6 | 30248.2 | 30096.918 | 99.5% | 30248.2 | 30096.918
1996-06-07 08:00 | 6 | 34582.8 | 34409.8906 | 99.5% | 34582.8 | 34409.8906
1996-06-07 09:00 | 6 | 50185.2 | 49934.3125 | 99.5% | 50000 | 49750.0384
1996-06-07 10:00 | 6 | 183373 | 182456.5781 | 99.5% | 50000 | 49750.1208
1996-06-07 11:00 | 6 | 187832 | 186892.9688 | 99.5% | 50000 | 49750.0343
1996-06-07 12:00 | 6 | 190006 | 189055.8281 | 99.5% | 50000 | 49749.9627
1996-06-07 13:00 | 6 | 185634 | 184705.75 | 99.5% | 50000 | 49749.9785
1996-06-07 14:00 | 6 | 163842 | 163022.4688 | 99.5% | 50000 | 49749.902
1996-06-07 15:00 | 6 | 110056 | 109505.2266 | 99.5% | 50000 | 49749.7758
1996-06-07 16:00 | 6 | 63916.9 | 63597.332 | 99.5% | 50000 | 49750.0129
1996-06-07 17:00 | 6 | 18741.7 | 18648.002 | 99.5% | 18741.7 | 18648.002
1996-06-07 18:00 | 6 | 3641.63 | 3623.4204 | 99.5% | 3641.63 | 3623.4204
1996-06-07 19:00 | 6 | 0 | 0 | 0% | 0 | 0
1996-06-07 20:00 | 6 | 0 | 0 | 0% | 0 | 0
1996-06-07 21:00 | 6 | 0 | 0 | 0% | 0 | 0
1996-06-07 22:00 | 6 | 0 | 0 | 0% | 0 | 0
1996-06-07 23:00 | 6 | 0 | 0 | 0% | 0 | 0
1996-06-08 | 6 | 0 | 0 | 0% | 0 | 0
1996-06-08 01:00 | 6 | 0 | 0 | 0% | 0 | 0
1996-06-08 02:00 | 6 | 0 | 0 | 0% | 0 | 0
1996-06-08 03:00 | 6 | 0 | 0 | 0% | 0 | 0
1996-06-08 04:00 | 6 | 16.0073 | 15.9272 | 99.5% | 16.0073 | 15.9272
1996-06-08 05:00 | 6 | 6563.31 | 6530.4917 | 99.5% | 6563.31 | 6530.4917
1996-06-08 06:00 | 6 | 42778.6 | 42564.6914 | 99.5% | 42778.6 | 42564.6914
1996-06-08 07:00 | 6 | 77618.6 | 77230.4609 | 99.5% | 50000 | 49749.9703
1996-06-08 08:00 | 6 | 129283 | 128636.9297 | 99.5% | 50000 | 49750.1333
1996-06-08 09:00 | 6 | 160177 | 159376.2656 | 99.5% | 50000 | 49750.047
1996-06-08 10:00 | 6 | 181076 | 180170.25 | 99.5% | 50000 | 49749.8978
1996-06-08 11:00 | 6 | 186192 | 185261 | 99.5% | 50000 | 49749.9893
1996-06-08 12:00 | 6 | 188953 | 188008.7031 | 99.5% | 50000 | 49750.1239
1996-06-08 13:00 | 6 | 182006 | 181095.875 | 99.5% | 50000 | 49749.9739
1996-06-08 14:00 | 6 | 159987 | 159186.5938 | 99.5% | 50000 | 49749.8527
1996-06-08 15:00 | 6 | 109079 | 108533.5078 | 99.5% | 50000 | 49749.9555
1996-06-08 16:00 | 6 | 63999.9 | 63679.9219 | 99.5% | 50000 | 49750.0167
1996-06-08 17:00 | 6 | 21895.6 | 21786.1523 | 99.5% | 21895.6 | 21786.1523
1996-06-08 18:00 | 6 | 4105.86 | 4085.3345 | 99.5% | 4105.86 | 4085.3345
1996-06-08 19:00 | 6 | 0 | 0 | 0% | 0 | 0
1996-06-08 20:00 | 6 | 0 | 0 | 0% | 0 | 0
1996-06-08 21:00 | 6 | 0 | 0 | 0% | 0 | 0
1996-06-08 22:00 | 6 | 0 | 0 | 0% | 0 | 0
1996-06-08 23:00 | 6 | 0 | 0 | 0% | 0 | 0
1996-06-09 | 6 | 0 | 0 | 0% | 0 | 0
1996-06-09 01:00 | 6 | 0 | 0 | 0% | 0 | 0
1996-06-09 02:00 | 6 | 0 | 0 | 0% | 0 | 0
1996-06-09 03:00 | 6 | 0 | 0 | 0% | 0 | 0
1996-06-09 04:00 | 6 | 0 | 0 | 0% | 0 | 0
1996-06-09 05:00 | 6 | 8901.5 | 8856.9922 | 99.5% | 8901.5 | 8856.9922
1996-06-09 06:00 | 6 | 48955.1 | 48710.3516 | 99.5% | 48955.1 | 48710.3516
1996-06-09 07:00 | 6 | 96756 | 96272.2422 | 99.5% | 50000 | 49750.0115
1996-06-09 08:00 | 6 | 136924 | 136239.3438 | 99.5% | 50000 | 49749.9868
1996-06-09 09:00 | 6 | 166473 | 165640.5156 | 99.5% | 50000 | 49749.9641
1996-06-09 10:00 | 6 | 182079 | 181168.7969 | 99.5% | 50000 | 49750.0527
1996-06-09 11:00 | 6 | 187031 | 186095.9375 | 99.5% | 50000 | 49750.0247
1996-06-09 12:00 | 6 | 189933 | 188983.5781 | 99.5% | 50000 | 49750.064
1996-06-09 13:00 | 6 | 186723 | 185789.5781 | 99.5% | 50000 | 49750.0517
1996-06-09 14:00 | 6 | 165503 | 164675.4062 | 99.5% | 50000 | 49749.9762
1996-06-09 15:00 | 6 | 104631 | 104107.8984 | 99.5% | 50000 | 49750.0255
1996-06-09 16:00 | 6 | 62194 | 61883.0625 | 99.5% | 50000 | 49750.0261
1996-06-09 17:00 | 6 | 19238.2 | 19141.9844 | 99.5% | 19238.2 | 19141.9844
1996-06-09 18:00 | 6 | 3386.65 | 3369.7126 | 99.5% | 3386.65 | 3369.7126
1996-06-09 19:00 | 6 | 0 | 0 | 0% | 0 | 0
1996-06-09 20:00 | 6 | 0 | 0 | 0% | 0 | 0
1996-06-09 21:00 | 6 | 0 | 0 | 0% | 0 | 0
1996-06-09 22:00 | 6 | 0 | 0 | 0% | 0 | 0
1996-06-09 23:00 | 6 | 0 | 0 | 0% | 0 | 0
1996-06-10 | 6 | 0 | 0 | 0% | 0 | 0
1996-06-10 01:00 | 6 | 0 | 0 | 0% | 0 | 0
1996-06-10 02:00 | 6 | 0 | 0 | 0% | 0 | 0
1996-06-10 03:00 | 6 | 0 | 0 | 0% | 0 | 0
1996-06-10 04:00 | 6 | 0 | 0 | 0% | 0 | 0
1996-06-10 05:00 | 6 | 4871.59 | 4847.2295 | 99.5% | 4871.59 | 4847.2295
1996-06-10 06:00 | 6 | 11841.6 | 11782.4258 | 99.5% | 11841.6 | 11782.4258
1996-06-10 07:00 | 6 | 22559.4 | 22446.5605 | 99.5% | 22559.4 | 22446.5605
1996-06-10 08:00 | 6 | 119532 | 118933.8672 | 99.5% | 50000 | 49749.8022
1996-06-10 09:00 | 6 | 162227 | 161415.4531 | 99.5% | 50000 | 49749.8731
1996-06-10 10:00 | 6 | 180943 | 180038.6875 | 99.5% | 50000 | 49750.1112
1996-06-10 11:00 | 6 | 186537 | 185604.375 | 99.5% | 50000 | 49750.0161
1996-06-10 12:00 | 6 | 189718 | 188769.3906 | 99.5% | 50000 | 49749.9949
1996-06-10 13:00 | 6 | 170122 | 169271.7031 | 99.5% | 50000 | 49750.092
1996-06-10 14:00 | 6 | 115524 | 114946.2812 | 99.5% | 50000 | 49749.9573
1996-06-10 15:00 | 6 | 88969.8 | 88524.9609 | 99.5% | 50000 | 49750.0056
1996-06-10 16:00 | 6 | 69217.1 | 68871 | 99.5% | 50000 | 49749.9895
1996-06-10 17:00 | 6 | 33290.2 | 33123.7461 | 99.5% | 33290.2 | 33123.7461
1996-06-10 18:00 | 6 | 3850.23 | 3830.9756 | 99.5% | 3850.23 | 3830.9756
1996-06-10 19:00 | 6 | 0 | 0 | 0% | 0 | 0
1996-06-10 20:00 | 6 | 0 | 0 | 0% | 0 | 0
1996-06-10 21:00 | 6 | 0 | 0 | 0% | 0 | 0
1996-06-10 22:00 | 6 | 0 | 0 | 0% | 0 | 0
1996-06-10 23:00 | 6 | 0 | 0 | 0% | 0 | 0
1996-06-11 | 6 | 0 | 0 | 0% | 0 | 0
1996-06-11 01:00 | 6 | 0 | 0 | 0% | 0 | 0
1996-06-11 02:00 | 6 | 0 | 0 | 0% | 0 | 0
1996-06-11 03:00 | 6 | 0 | 0 | 0% | 0 | 0
1996-06-11 04:00 | 6 | 0 | 0 | 0% | 0 | 0
1996-06-11 05:00 | 6 | 5640.92 | 5612.7144 | 99.5% | 5640.92 | 5612.7144
1996-06-11 06:00 | 6 | 12634.7 | 12571.5 | 99.5% | 12634.7 | 12571.5
1996-06-11 07:00 | 6 | 26441.9 | 26309.6543 | 99.5% | 26441.9 | 26309.6543
1996-06-11 08:00 | 6 | 89455.9 | 89008.6406 | 99.5% | 50000 | 49750.0112
1996-06-11 09:00 | 6 | 151863 | 151103.5 | 99.5% | 50000 | 49749.9391
1996-06-11 10:00 | 6 | 177956 | 177066.6562 | 99.5% | 50000 | 49750.1226
1996-06-11 11:00 | 6 | 186236 | 185304.5156 | 99.5% | 50000 | 49749.9183
1996-06-11 12:00 | 6 | 169882 | 169032.625 | 99.5% | 50000 | 49750.0103
1996-06-11 13:00 | 6 | 172208 | 171347.3125 | 99.5% | 50000 | 49750.1023
1996-06-11 14:00 | 6 | 155984 | 155203.75 | 99.5% | 50000 | 49749.8942
1996-06-11 15:00 | 6 | 108496 | 107953.7578 | 99.5% | 50000 | 49750.1096
1996-06-11 16:00 | 6 | 61344.3 | 61037.5586 | 99.5% | 50000 | 49749.9838
1996-06-11 17:00 | 6 | 21774.8 | 21665.9277 | 99.5% | 21774.8 | 21665.9277
1996-06-11 18:00 | 6 | 4473.93 | 4451.5591 | 99.5% | 4473.93 | 4451.5591
1996-06-11 19:00 | 6 | 0 | 0 | 0% | 0 | 0
1996-06-11 20:00 | 6 | 0 | 0 | 0% | 0 | 0
1996-06-11 21:00 | 6 | 0 | 0 | 0% | 0 | 0
1996-06-11 22:00 | 6 | 0 | 0 | 0% | 0 | 0
1996-06-11 23:00 | 6 | 0 | 0 | 0% | 0 | 0
1996-06-12 | 6 | 0 | 0 | 0% | 0 | 0
1996-06-12 01:00 | 6 | 0 | 0 | 0% | 0 | 0
1996-06-12 02:00 | 6 | 0 | 0 | 0% | 0 | 0
1996-06-12 03:00 | 6 | 0 | 0 | 0% | 0 | 0
1996-06-12 04:00 | 6 | 16.008 | 15.9279 | 99.5% | 16.008 | 15.9279
1996-06-12 05:00 | 6 | 5640.06 | 5611.855 | 99.5% | 5640.06 | 5611.855
1996-06-12 06:00 | 6 | 38443.1 | 38250.8359 | 99.5% | 38443.1 | 38250.8359
1996-06-12 07:00 | 6 | 94046 | 93575.7969 | 99.5% | 50000 | 49750.0143
1996-06-12 08:00 | 6 | 129599 | 128950.6328 | 99.5% | 50000 | 49749.8564
1996-06-12 09:00 | 6 | 151715 | 150956.1406 | 99.5% | 50000 | 49749.9063
1996-06-12 10:00 | 6 | 182591 | 181678.5156 | 99.5% | 50000 | 49750.1289
1996-06-12 11:00 | 6 | 186990 | 186055.2344 | 99.5% | 50000 | 49750.0493
1996-06-12 12:00 | 6 | 189517 | 188569.0625 | 99.5% | 50000 | 49749.907
1996-06-12 13:00 | 6 | 158422 | 157629.7344 | 99.5% | 50000 | 49749.9509
1996-06-12 14:00 | 6 | 146807 | 146073 | 99.5% | 50000 | 49750.0119
1996-06-12 15:00 | 6 | 108237 | 107695.8516 | 99.5% | 50000 | 49750.0169
1996-06-12 16:00 | 6 | 56783.3 | 56499.3438 | 99.5% | 50000 | 49749.965
1996-06-12 17:00 | 6 | 21709.8 | 21601.2148 | 99.5% | 21709.8 | 21601.2148
1996-06-12 18:00 | 6 | 5232.91 | 5206.7485 | 99.5% | 5232.91 | 5206.7485
1996-06-12 19:00 | 6 | 0 | 0 | 0% | 0 | 0
1996-06-12 20:00 | 6 | 0 | 0 | 0% | 0 | 0
1996-06-12 21:00 | 6 | 0 | 0 | 0% | 0 | 0
1996-06-12 22:00 | 6 | 0 | 0 | 0% | 0 | 0
1996-06-12 23:00 | 6 | 0 | 0 | 0% | 0 | 0
1996-06-13 | 6 | 0 | 0 | 0% | 0 | 0
1996-06-13 01:00 | 6 | 0 | 0 | 0% | 0 | 0
1996-06-13 02:00 | 6 | 0 | 0 | 0% | 0 | 0
1996-06-13 03:00 | 6 | 0 | 0 | 0% | 0 | 0
1996-06-13 04:00 | 6 | 16.0054 | 15.9253 | 99.5% | 16.0054 | 15.9253
1996-06-13 05:00 | 6 | 5820.96 | 5791.854 | 99.5% | 5820.96 | 5791.854
1996-06-13 06:00 | 6 | 22649.6 | 22536.3379 | 99.5% | 22649.6 | 22536.3379
1996-06-13 07:00 | 6 | 89679.6 | 89231.2109 | 99.5% | 50000 | 49750.005
1996-06-13 08:00 | 6 | 123219 | 122602.5547 | 99.5% | 50000 | 49749.8578
1996-06-13 09:00 | 6 | 164567 | 163744.1406 | 99.5% | 50000 | 49749.9926
1996-06-13 10:00 | 6 | 181626 | 180717.6875 | 99.5% | 50000 | 49749.9498
1996-06-13 11:00 | 6 | 186210 | 185279.0938 | 99.5% | 50000 | 49750.0386
1996-06-13 12:00 | 6 | 189806 | 188857.0781 | 99.5% | 50000 | 49750.0285
1996-06-13 13:00 | 6 | 183476 | 182558.9375 | 99.5% | 50000 | 49750.0865
1996-06-13 14:00 | 6 | 163489 | 162672.0156 | 99.5% | 50000 | 49750.1409
1996-06-13 15:00 | 6 | 111700 | 111141.5391 | 99.5% | 50000 | 49750.0175
1996-06-13 16:00 | 6 | 64253.1 | 63931.7891 | 99.5% | 50000 | 49749.9646
1996-06-13 17:00 | 6 | 20862.6 | 20758.3086 | 99.5% | 20862.6 | 20758.3086
1996-06-13 18:00 | 6 | 4408.69 | 4386.6489 | 99.5% | 4408.69 | 4386.6489
1996-06-13 19:00 | 6 | 0 | 0 | 0% | 0 | 0
1996-06-13 20:00 | 6 | 0 | 0 | 0% | 0 | 0
1996-06-13 21:00 | 6 | 0 | 0 | 0% | 0 | 0
1996-06-13 22:00 | 6 | 0 | 0 | 0% | 0 | 0
1996-06-13 23:00 | 6 | 0 | 0 | 0% | 0 | 0
1996-06-14 | 6 | 0 | 0 | 0% | 0 | 0
1996-06-14 01:00 | 6 | 0 | 0 | 0% | 0 | 0
1996-06-14 02:00 | 6 | 0 | 0 | 0% | 0 | 0
1996-06-14 03:00 | 6 | 0 | 0 | 0% | 0 | 0
1996-06-14 04:00 | 6 | 16.0073 | 15.9273 | 99.5% | 16.0073 | 15.9273
1996-06-14 05:00 | 6 | 5246.65 | 5220.417 | 99.5% | 5246.65 | 5220.417
1996-06-14 06:00 | 6 | 17059.7 | 16974.3574 | 99.5% | 17059.7 | 16974.3574
1996-06-14 07:00 | 6 | 89642.5 | 89194.3203 | 99.5% | 50000 | 49750.0183
1996-06-14 08:00 | 6 | 131532 | 130874.8359 | 99.5% | 50000 | 49750.1885
1996-06-14 09:00 | 6 | 168451 | 167608.6406 | 99.5% | 50000 | 49749.969
1996-06-14 10:00 | 6 | 166890 | 166055.7656 | 99.5% | 50000 | 49750.0646
1996-06-14 11:00 | 6 | 185570 | 184642.1875 | 99.5% | 50000 | 49750.0101
1996-06-14 12:00 | 6 | 188010 | 187070.3438 | 99.5% | 50000 | 49750.1047
1996-06-14 13:00 | 6 | 162674 | 161860.2656 | 99.5% | 50000 | 49749.888
1996-06-14 14:00 | 6 | 157578 | 156790.1406 | 99.5% | 50000 | 49750.0097
1996-06-14 15:00 | 6 | 108834 | 108289.7578 | 99.5% | 50000 | 49749.9668
1996-06-14 16:00 | 6 | 58751.4 | 58457.6172 | 99.5% | 50000 | 49749.978
1996-06-14 17:00 | 6 | 23256.8 | 23140.5156 | 99.5% | 23256.8 | 23140.5156
1996-06-14 18:00 | 6 | 5028.35 | 5003.208 | 99.5% | 5028.35 | 5003.208
1996-06-14 19:00 | 6 | 0 | 0 | 0% | 0 | 0
1996-06-14 20:00 | 6 | 0 | 0 | 0% | 0 | 0
1996-06-14 21:00 | 6 | 0 | 0 | 0% | 0 | 0
1996-06-14 22:00 | 6 | 0 | 0 | 0% | 0 | 0
1996-06-14 23:00 | 6 | 0 | 0 | 0% | 0 | 0
1996-06-15 | 6 | 0 | 0 | 0% | 0 | 0
1996-06-15 01:00 | 6 | 0 | 0 | 0% | 0 | 0
1996-06-15 02:00 | 6 | 0 | 0 | 0% | 0 | 0
1996-06-15 03:00 | 6 | 0 | 0 | 0% | 0 | 0
1996-06-15 04:00 | 6 | 15.9988 | 15.9188 | 99.5% | 15.9988 | 15.9188
1996-06-15 05:00 | 6 | 7363.28 | 7326.4653 | 99.5% | 7363.28 | 7326.4653
1996-06-15 06:00 | 6 | 17645.7 | 17557.4648 | 99.5% | 17645.7 | 17557.4648
1996-06-15 07:00 | 6 | 27236.7 | 27100.4785 | 99.5% | 27236.7 | 27100.4785
1996-06-15 08:00 | 6 | 117227 | 116640.5859 | 99.5% | 50000 | 49749.881
1996-06-15 09:00 | 6 | 148307 | 147565.9219 | 99.5% | 50000 | 49750.154
1996-06-15 10:00 | 6 | 127108 | 126472.0547 | 99.5% | 50000 | 49749.8406
1996-06-15 11:00 | 6 | 158191 | 157400.0781 | 99.5% | 50000 | 49750.0105
1996-06-15 12:00 | 6 | 184300 | 183378.1406 | 99.5% | 50000 | 49749.9025
1996-06-15 13:00 | 6 | 165116 | 164290.1875 | 99.5% | 50000 | 49749.9296
1996-06-15 14:00 | 6 | 151645 | 150886.875 | 99.5% | 50000 | 49750.033
1996-06-15 15:00 | 6 | 104802 | 104277.7344 | 99.5% | 50000 | 49749.878
1996-06-15 16:00 | 6 | 62509.4 | 62196.8086 | 99.5% | 50000 | 49749.9645
1996-06-15 17:00 | 6 | 26826.8 | 26692.6543 | 99.5% | 26826.8 | 26692.6543
1996-06-15 18:00 | 6 | 4631.9 | 4608.7437 | 99.5% | 4631.9 | 4608.7437
1996-06-15 19:00 | 6 | 0 | 0 | 0% | 0 | 0
1996-06-15 20:00 | 6 | 0 | 0 | 0% | 0 | 0
1996-06-15 21:00 | 6 | 0 | 0 | 0% | 0 | 0
1996-06-15 22:00 | 6 | 0 | 0 | 0% | 0 | 0
1996-06-15 23:00 | 6 | 0 | 0 | 0% | 0 | 0
1996-06-16 | 6 | 0 | 0 | 0% | 0 | 0
1996-06-16 01:00 | 6 | 0 | 0 | 0% | 0 | 0
1996-06-16 02:00 | 6 | 0 | 0 | 0% | 0 | 0
1996-06-16 03:00 | 6 | 0 | 0 | 0% | 0 | 0
1996-06-16 04:00 | 6 | 15.9896 | 15.9097 | 99.5% | 15.9896 | 15.9097
1996-06-16 05:00 | 6 | 7360.02 | 7323.2153 | 99.5% | 7360.02 | 7323.2153
1996-06-16 06:00 | 6 | 17851.3 | 17762.002 | 99.5% | 17851.3 | 17762.002
1996-06-16 07:00 | 6 | 27840.2 | 27701.0293 | 99.5% | 27840.2 | 27701.0293
1996-06-16 08:00 | 6 | 38949.6 | 38754.8516 | 99.5% | 38949.6 | 38754.8516
1996-06-16 09:00 | 6 | 48901.9 | 48657.4375 | 99.5% | 48901.9 | 48657.4375
1996-06-16 10:00 | 6 | 55456.3 | 55179.0586 | 99.5% | 50000 | 49750.0361
1996-06-16 11:00 | 6 | 134238 | 133567.1406 | 99.5% | 50000 | 49750.1231
1996-06-16 12:00 | 6 | 180824 | 179920.125 | 99.5% | 50000 | 49750.0677
1996-06-16 13:00 | 6 | 138323 | 137631.5781 | 99.5% | 50000 | 49750.0698
1996-06-16 14:00 | 6 | 129236 | 128589.4375 | 99.5% | 50000 | 49749.852
1996-06-16 15:00 | 6 | 67858.7 | 67519.3906 | 99.5% | 50000 | 49749.9883
1996-06-16 16:00 | 6 | 57717.5 | 57428.9453 | 99.5% | 50000 | 49750.0284
1996-06-16 17:00 | 6 | 23398.4 | 23281.3672 | 99.5% | 23398.4 | 23281.3672
1996-06-16 18:00 | 6 | 4837.77 | 4813.583 | 99.5% | 4837.77 | 4813.583
1996-06-16 19:00 | 6 | 0 | 0 | 0% | 0 | 0
1996-06-16 20:00 | 6 | 0 | 0 | 0% | 0 | 0
1996-06-16 21:00 | 6 | 0 | 0 | 0% | 0 | 0
1996-06-16 22:00 | 6 | 0 | 0 | 0% | 0 | 0
1996-06-16 23:00 | 6 | 0 | 0 | 0% | 0 | 0
1996-06-17 | 6 | 0 | 0 | 0% | 0 | 0
1996-06-17 01:00 | 6 | 0 | 0 | 0% | 0 | 0
1996-06-17 02:00 | 6 | 0 | 0 | 0% | 0 | 0
1996-06-17 03:00 | 6 | 0 | 0 | 0% | 0 | 0
1996-06-17 04:00 | 6 | 16.0155 | 15.9355 | 99.5% | 16.0155 | 15.9355
1996-06-17 05:00 | 6 | 5043.17 | 5017.9512 | 99.5% | 5043.17 | 5017.9512
1996-06-17 06:00 | 6 | 16805.6 | 16721.5781 | 99.5% | 16805.6 | 16721.5781
1996-06-17 07:00 | 6 | 29609.8 | 29461.7266 | 99.5% | 29609.8 | 29461.7266
1996-06-17 08:00 | 6 | 40849.8 | 40645.5781 | 99.5% | 40849.8 | 40645.5781
1996-06-17 09:00 | 6 | 161402 | 160595.0469 | 99.5% | 50000 | 49750.0176
1996-06-17 10:00 | 6 | 183866 | 182946.4219 | 99.5% | 50000 | 49749.9325
1996-06-17 11:00 | 6 | 189381 | 188433.7656 | 99.5% | 50000 | 49749.913
1996-06-17 12:00 | 6 | 190292 | 189340.6719 | 99.5% | 50000 | 49750.0347
1996-06-17 13:00 | 6 | 189226 | 188279.6094 | 99.5% | 50000 | 49749.9311
1996-06-17 14:00 | 6 | 169695 | 168846.6406 | 99.5% | 50000 | 49750.0341
1996-06-17 15:00 | 6 | 113218 | 112651.4688 | 99.5% | 50000 | 49749.8051
1996-06-17 16:00 | 6 | 59368.1 | 59071.2305 | 99.5% | 50000 | 49749.9755
1996-06-17 17:00 | 6 | 20898 | 20793.5254 | 99.5% | 20898 | 20793.5254
1996-06-17 18:00 | 6 | 4316.8 | 4295.2129 | 99.5% | 4316.8 | 4295.2129
1996-06-17 19:00 | 6 | 0 | 0 | 0% | 0 | 0
1996-06-17 20:00 | 6 | 0 | 0 | 0% | 0 | 0
1996-06-17 21:00 | 6 | 0 | 0 | 0% | 0 | 0
1996-06-17 22:00 | 6 | 0 | 0 | 0% | 0 | 0
1996-06-17 23:00 | 6 | 0 | 0 | 0% | 0 | 0
1996-06-18 | 6 | 0 | 0 | 0% | 0 | 0
1996-06-18 01:00 | 6 | 0 | 0 | 0% | 0 | 0
1996-06-18 02:00 | 6 | 0 | 0 | 0% | 0 | 0
1996-06-18 03:00 | 6 | 0 | 0 | 0% | 0 | 0
1996-06-18 04:00 | 6 | 0 | 0 | 0% | 0 | 0
1996-06-18 05:00 | 6 | 3898.78 | 3879.2842 | 99.5% | 3898.78 | 3879.2842
1996-06-18 06:00 | 6 | 12589.3 | 12526.3135 | 99.5% | 12589.3 | 12526.3135
1996-06-18 07:00 | 6 | 80681.8 | 80278.3984 | 99.5% | 50000 | 49750.0046
1996-06-18 08:00 | 6 | 120852 | 120248.2109 | 99.5% | 50000 | 49750.1948
1996-06-18 09:00 | 6 | 130094 | 129443.1094 | 99.5% | 50000 | 49749.8383
1996-06-18 10:00 | 6 | 168374 | 167532.5312 | 99.5% | 50000 | 49750.1192
1996-06-18 11:00 | 6 | 168109 | 167268.0781 | 99.5% | 50000 | 49749.8879
1996-06-18 12:00 | 6 | 180900 | 179995.8125 | 99.5% | 50000 | 49750.0864
1996-06-18 13:00 | 6 | 120594 | 119991 | 99.5% | 50000 | 49749.9876
1996-06-18 14:00 | 6 | 157771 | 156982.1719 | 99.5% | 50000 | 49750.0085
1996-06-18 15:00 | 6 | 104359 | 103837.0625 | 99.5% | 50000 | 49749.9317
1996-06-18 16:00 | 6 | 60600.4 | 60297.3555 | 99.5% | 50000 | 49749.9649
1996-06-18 17:00 | 6 | 24747 | 24623.293 | 99.5% | 24747 | 24623.293
1996-06-18 18:00 | 6 | 4483.87 | 4461.4482 | 99.5% | 4483.87 | 4461.4482
1996-06-18 19:00 | 6 | 0 | 0 | 0% | 0 | 0
1996-06-18 20:00 | 6 | 0 | 0 | 0% | 0 | 0
1996-06-18 21:00 | 6 | 0 | 0 | 0% | 0 | 0
1996-06-18 22:00 | 6 | 0 | 0 | 0% | 0 | 0
1996-06-18 23:00 | 6 | 0 | 0 | 0% | 0 | 0
1996-06-19 | 6 | 0 | 0 | 0% | 0 | 0
1996-06-19 01:00 | 6 | 0 | 0 | 0% | 0 | 0
1996-06-19 02:00 | 6 | 0 | 0 | 0% | 0 | 0
1996-06-19 03:00 | 6 | 0 | 0 | 0% | 0 | 0
1996-06-19 04:00 | 6 | 0 | 0 | 0% | 0 | 0
1996-06-19 05:00 | 6 | 5445.22 | 5417.9927 | 99.5% | 5445.22 | 5417.9927
1996-06-19 06:00 | 6 | 12239.6 | 12178.4424 | 99.5% | 12239.6 | 12178.4424
1996-06-19 07:00 | 6 | 21788.8 | 21679.8926 | 99.5% | 21788.8 | 21679.8926
1996-06-19 08:00 | 6 | 111274 | 110717.5 | 99.5% | 50000 | 49749.9416
1996-06-19 09:00 | 6 | 154492 | 153719.3906 | 99.5% | 50000 | 49749.9517
1996-06-19 10:00 | 6 | 168099 | 167258.6719 | 99.5% | 50000 | 49750.0496
1996-06-19 11:00 | 6 | 183237 | 182320.375 | 99.5% | 50000 | 49749.8799
1996-06-19 12:00 | 6 | 150990 | 150234.9531 | 99.5% | 50000 | 49749.9679
1996-06-19 13:00 | 6 | 177852 | 176962.5938 | 99.5% | 50000 | 49749.9589
1996-06-19 14:00 | 6 | 109759 | 109210.5312 | 99.5% | 50000 | 49750.1486
1996-06-19 15:00 | 6 | 67497.9 | 67160.3828 | 99.5% | 50000 | 49749.9795
1996-06-19 16:00 | 6 | 47352.1 | 47115.3828 | 99.5% | 47352.1 | 47115.3828
1996-06-19 17:00 | 6 | 17837.9 | 17748.6816 | 99.5% | 17837.9 | 17748.6816
1996-06-19 18:00 | 6 | 5627.74 | 5599.5972 | 99.5% | 5627.74 | 5599.5972
1996-06-19 19:00 | 6 | 0 | 0 | 0% | 0 | 0
1996-06-19 20:00 | 6 | 0 | 0 | 0% | 0 | 0
1996-06-19 21:00 | 6 | 0 | 0 | 0% | 0 | 0
1996-06-19 22:00 | 6 | 0 | 0 | 0% | 0 | 0
1996-06-19 23:00 | 6 | 0 | 0 | 0% | 0 | 0
1996-06-20 | 6 | 0 | 0 | 0% | 0 | 0
1996-06-20 01:00 | 6 | 0 | 0 | 0% | 0 | 0
1996-06-20 02:00 | 6 | 0 | 0 | 0% | 0 | 0
1996-06-20 03:00 | 6 | 0 | 0 | 0% | 0 | 0
1996-06-20 04:00 | 6 | 0 | 0 | 0% | 0 | 0
1996-06-20 05:00 | 6 | 4474.28 | 4451.9038 | 99.5% | 4474.28 | 4451.9038
1996-06-20 06:00 | 6 | 14449.2 | 14376.9717 | 99.5% | 14449.2 | 14376.9717
1996-06-20 07:00 | 6 | 27238.3 | 27102.1426 | 99.5% | 27238.3 | 27102.1426
1996-06-20 08:00 | 6 | 39208.1 | 39012.0547 | 99.5% | 39208.1 | 39012.0547
1996-06-20 09:00 | 6 | 48365.8 | 48124.0039 | 99.5% | 48365.8 | 48124.0039
1996-06-20 10:00 | 6 | 123021 | 122406.3359 | 99.5% | 50000 | 49750.1792
1996-06-20 11:00 | 6 | 176923 | 176038.0312 | 99.5% | 50000 | 49749.9
1996-06-20 12:00 | 6 | 189506 | 188558.7031 | 99.5% | 50000 | 49750.0615
1996-06-20 13:00 | 6 | 176729 | 175845.8281 | 99.5% | 50000 | 49750.1339
1996-06-20 14:00 | 6 | 146222 | 145491.0938 | 99.5% | 50000 | 49750.0697
1996-06-20 15:00 | 6 | 101791 | 101281.9922 | 99.5% | 50000 | 49749.9741
1996-06-20 16:00 | 6 | 63715.5 | 63396.9414 | 99.5% | 50000 | 49750.0148
1996-06-20 17:00 | 6 | 22180.3 | 22069.3535 | 99.5% | 22180.3 | 22069.3535
1996-06-20 18:00 | 6 | 5023.21 | 4998.0903 | 99.5% | 5023.21 | 4998.0903
1996-06-20 19:00 | 6 | 0 | 0 | 0% | 0 | 0
1996-06-20 20:00 | 6 | 0 | 0 | 0% | 0 | 0
1996-06-20 21:00 | 6 | 0 | 0 | 0% | 0 | 0
1996-06-20 22:00 | 6 | 0 | 0 | 0% | 0 | 0
1996-06-20 23:00 | 6 | 0 | 0 | 0% | 0 | 0
1996-06-21 | 6 | 0 | 0 | 0% | 0 | 0
1996-06-21 01:00 | 6 | 0 | 0 | 0% | 0 | 0
1996-06-21 02:00 | 6 | 0 | 0 | 0% | 0 | 0
1996-06-21 03:00 | 6 | 0 | 0 | 0% | 0 | 0
1996-06-21 04:00 | 6 | 0 | 0 | 0% | 0 | 0
1996-06-21 05:00 | 6 | 7134.77 | 7099.0913 | 99.5% | 7134.77 | 7099.0913
1996-06-21 06:00 | 6 | 18032.2 | 17942.0039 | 99.5% | 18032.2 | 17942.0039
1996-06-21 07:00 | 6 | 28285.7 | 28144.2734 | 99.5% | 28285.7 | 28144.2734
1996-06-21 08:00 | 6 | 39117.3 | 38921.7148 | 99.5% | 39117.3 | 38921.7148
1996-06-21 09:00 | 6 | 82496.9 | 82084.4453 | 99.5% | 50000 | 49750.0181
1996-06-21 10:00 | 6 | 154323 | 153551.2188 | 99.5% | 50000 | 49749.9461
1996-06-21 11:00 | 6 | 183340 | 182423.2344 | 99.5% | 50000 | 49749.9821
1996-06-21 12:00 | 6 | 113290 | 112723.6641 | 99.5% | 50000 | 49750.0503
1996-06-21 13:00 | 6 | 95394.3 | 94917.375 | 99.5% | 50000 | 49750.0244
1996-06-21 14:00 | 6 | 125746 | 125117.5156 | 99.5% | 50000 | 49750.0977
1996-06-21 15:00 | 6 | 35645.8 | 35467.582 | 99.5% | 35645.8 | 35467.582
1996-06-21 16:00 | 6 | 25362.7 | 25235.8359 | 99.5% | 25362.7 | 25235.8359
1996-06-21 17:00 | 6 | 19015.1 | 18920.041 | 99.5% | 19015.1 | 18920.041
1996-06-21 18:00 | 6 | 3666.77 | 3648.4385 | 99.5% | 3666.77 | 3648.4385
1996-06-21 19:00 | 6 | 0 | 0 | 0% | 0 | 0
1996-06-21 20:00 | 6 | 0 | 0 | 0% | 0 | 0
1996-06-21 21:00 | 6 | 0 | 0 | 0% | 0 | 0
1996-06-21 22:00 | 6 | 0 | 0 | 0% | 0 | 0
1996-06-21 23:00 | 6 | 0 | 0 | 0% | 0 | 0
1996-06-22 | 6 | 0 | 0 | 0% | 0 | 0
1996-06-22 01:00 | 6 | 0 | 0 | 0% | 0 | 0
1996-06-22 02:00 | 6 | 0 | 0 | 0% | 0 | 0
1996-06-22 03:00 | 6 | 0 | 0 | 0% | 0 | 0
1996-06-22 04:00 | 6 | 0 | 0 | 0% | 0 | 0
1996-06-22 05:00 | 6 | 5265.09 | 5238.7627 | 99.5% | 5265.09 | 5238.7627
1996-06-22 06:00 | 6 | 33230.8 | 33064.6055 | 99.5% | 33230.8 | 33064.6055
1996-06-22 07:00 | 6 | 52896.3 | 52631.8516 | 99.5% | 50000 | 49750.0313
1996-06-22 08:00 | 6 | 45517 | 45289.4414 | 99.5% | 45517 | 45289.4414
1996-06-22 09:00 | 6 | 152918 | 152153.0625 | 99.5% | 50000 | 49749.8864
1996-06-22 10:00 | 6 | 182800 | 181886.2812 | 99.5% | 50000 | 49750.0769
1996-06-22 11:00 | 6 | 188800 | 187855.6094 | 99.5% | 50000 | 49749.8966
1996-06-22 12:00 | 6 | 189947 | 188997.125 | 99.5% | 50000 | 49749.9631
1996-06-22 13:00 | 6 | 185757 | 184828.3125 | 99.5% | 50000 | 49750.0262
1996-06-22 14:00 | 6 | 164447 | 163624.6562 | 99.5% | 50000 | 49749.9669
1996-06-22 15:00 | 6 | 108717 | 108173.1797 | 99.5% | 50000 | 49749.8918
1996-06-22 16:00 | 6 | 67388.1 | 67051.1484 | 99.5% | 50000 | 49749.9918
1996-06-22 17:00 | 6 | 22078 | 21967.6387 | 99.5% | 22078 | 21967.6387
1996-06-22 18:00 | 6 | 5178.67 | 5152.7803 | 99.5% | 5178.67 | 5152.7803
1996-06-22 19:00 | 6 | 0 | 0 | 0% | 0 | 0
1996-06-22 20:00 | 6 | 0 | 0 | 0% | 0 | 0
1996-06-22 21:00 | 6 | 0 | 0 | 0% | 0 | 0
1996-06-22 22:00 | 6 | 0 | 0 | 0% | 0 | 0
1996-06-22 23:00 | 6 | 0 | 0 | 0% | 0 | 0
1996-06-23 | 6 | 0 | 0 | 0% | 0 | 0
1996-06-23 01:00 | 6 | 0 | 0 | 0% | 0 | 0
1996-06-23 02:00 | 6 | 0 | 0 | 0% | 0 | 0
1996-06-23 03:00 | 6 | 0 | 0 | 0% | 0 | 0
1996-06-23 04:00 | 6 | 0 | 0 | 0% | 0 | 0
1996-06-23 05:00 | 6 | 4470.23 | 4447.8755 | 99.5% | 4470.23 | 4447.8755
1996-06-23 06:00 | 6 | 15846.3 | 15767.0605 | 99.5% | 15846.3 | 15767.0605
1996-06-23 07:00 | 6 | 28752.4 | 28608.6465 | 99.5% | 28752.4 | 28608.6465
1996-06-23 08:00 | 6 | 40411.5 | 40209.4023 | 99.5% | 40411.5 | 40209.4023
1996-06-23 09:00 | 6 | 165311 | 164484.125 | 99.5% | 50000 | 49749.9032
1996-06-23 10:00 | 6 | 161299 | 160492.2812 | 99.5% | 50000 | 49749.9306
1996-06-23 11:00 | 6 | 154303 | 153531.25 | 99.5% | 50000 | 49749.9239
1996-06-23 12:00 | 6 | 151413 | 150655.8438 | 99.5% | 50000 | 49749.9699
1996-06-23 13:00 | 6 | 158331 | 157539.0312 | 99.5% | 50000 | 49749.9009
1996-06-23 14:00 | 6 | 47021.2 | 46786.0625 | 99.5% | 47021.2 | 46786.0625
1996-06-23 15:00 | 6 | 37413.5 | 37226.4219 | 99.5% | 37413.5 | 37226.4219
1996-06-23 16:00 | 6 | 25233.4 | 25107.1914 | 99.5% | 25233.4 | 25107.1914
1996-06-23 17:00 | 6 | 12090.9 | 12030.4297 | 99.5% | 12090.9 | 12030.4297
1996-06-23 18:00 | 6 | 2529.21 | 2516.5601 | 99.5% | 2529.21 | 2516.5601
1996-06-23 19:00 | 6 | 0 | 0 | 0% | 0 | 0
1996-06-23 20:00 | 6 | 0 | 0 | 0% | 0 | 0
1996-06-23 21:00 | 6 | 0 | 0 | 0% | 0 | 0
1996-06-23 22:00 | 6 | 0 | 0 | 0% | 0 | 0
1996-06-23 23:00 | 6 | 0 | 0 | 0% | 0 | 0
1996-06-24 | 6 | 0 | 0 | 0% | 0 | 0
1996-06-24 01:00 | 6 | 0 | 0 | 0% | 0 | 0
1996-06-24 02:00 | 6 | 0 | 0 | 0% | 0 | 0
1996-06-24 03:00 | 6 | 0 | 0 | 0% | 0 | 0
1996-06-24 04:00 | 6 | 0 | 0 | 0% | 0 | 0
1996-06-24 05:00 | 6 | 6588.94 | 6555.9961 | 99.5% | 6588.94 | 6555.9961
1996-06-24 06:00 | 6 | 15419.6 | 15342.5215 | 99.5% | 15419.6 | 15342.5215
1996-06-24 07:00 | 6 | 25942 | 25812.3242 | 99.5% | 25942 | 25812.3242
1996-06-24 08:00 | 6 | 96303.5 | 95821.9844 | 99.5% | 50000 | 49750.001
1996-06-24 09:00 | 6 | 80839.6 | 80435.3906 | 99.5% | 50000 | 49749.993
1996-06-24 10:00 | 6 | 180476 | 179573.9219 | 99.5% | 50000 | 49750.0836
1996-06-24 11:00 | 6 | 182452 | 181539.3594 | 99.5% | 50000 | 49749.8957
1996-06-24 12:00 | 6 | 158659 | 157865.7188 | 99.5% | 50000 | 49750.0043
1996-06-24 13:00 | 6 | 167571 | 166732.9531 | 99.5% | 50000 | 49749.9427
1996-06-24 14:00 | 6 | 108910 | 108365.5547 | 99.5% | 50000 | 49750.0481
1996-06-24 15:00 | 6 | 115674 | 115095.6562 | 99.5% | 50000 | 49750.0113
1996-06-24 16:00 | 6 | 66607.4 | 66274.4062 | 99.5% | 50000 | 49750.0325
1996-06-24 17:00 | 6 | 24067 | 23946.6875 | 99.5% | 24067 | 23946.6875
1996-06-24 18:00 | 6 | 5216.5 | 5190.418 | 99.5% | 5216.5 | 5190.418
1996-06-24 19:00 | 6 | 0 | 0 | 0% | 0 | 0
1996-06-24 20:00 | 6 | 0 | 0 | 0% | 0 | 0
1996-06-24 21:00 | 6 | 0 | 0 | 0% | 0 | 0
1996-06-24 22:00 | 6 | 0 | 0 | 0% | 0 | 0
1996-06-24 23:00 | 6 | 0 | 0 | 0% | 0 | 0
1996-06-25 | 6 | 0 | 0 | 0% | 0 | 0
1996-06-25 01:00 | 6 | 0 | 0 | 0% | 0 | 0
1996-06-25 02:00 | 6 | 0 | 0 | 0% | 0 | 0
1996-06-25 03:00 | 6 | 0 | 0 | 0% | 0 | 0
1996-06-25 04:00 | 6 | 0 | 0 | 0% | 0 | 0
1996-06-25 05:00 | 6 | 6495.79 | 6463.3096 | 99.5% | 6495.79 | 6463.3096
1996-06-25 06:00 | 6 | 30910.6 | 30756.0703 | 99.5% | 30910.6 | 30756.0703
1996-06-25 07:00 | 6 | 55472.8 | 55195.3867 | 99.5% | 50000 | 49749.9556
1996-06-25 08:00 | 6 | 79972.2 | 79572.3125 | 99.5% | 50000 | 49749.9834
1996-06-25 09:00 | 6 | 154556 | 153783.5312 | 99.5% | 50000 | 49750.1007
1996-06-25 10:00 | 6 | 169469 | 168621.7969 | 99.5% | 50000 | 49750.0419
1996-06-25 11:00 | 6 | 172517 | 171654.875 | 99.5% | 50000 | 49750.1333
1996-06-25 12:00 | 6 | 128513 | 127870.0234 | 99.5% | 50000 | 49749.8399
1996-06-25 13:00 | 6 | 145157 | 144430.7344 | 99.5% | 50000 | 49749.8344
1996-06-25 14:00 | 6 | 88913.4 | 88468.8047 | 99.5% | 50000 | 49749.9841
1996-06-25 15:00 | 6 | 104972 | 104446.9688 | 99.5% | 50000 | 49749.9184
1996-06-25 16:00 | 6 | 46699 | 46465.4805 | 99.5% | 46699 | 46465.4805
1996-06-25 17:00 | 6 | 12728 | 12664.3711 | 99.5% | 12728 | 12664.3711
1996-06-25 18:00 | 6 | 4042.7 | 4022.49 | 99.5% | 4042.7 | 4022.49
1996-06-25 19:00 | 6 | 0 | 0 | 0% | 0 | 0
1996-06-25 20:00 | 6 | 0 | 0 | 0% | 0 | 0
1996-06-25 21:00 | 6 | 0 | 0 | 0% | 0 | 0
1996-06-25 22:00 | 6 | 0 | 0 | 0% | 0 | 0
1996-06-25 23:00 | 6 | 0 | 0 | 0% | 0 | 0
1996-06-26 | 6 | 0 | 0 | 0% | 0 | 0
1996-06-26 01:00 | 6 | 0 | 0 | 0% | 0 | 0
1996-06-26 02:00 | 6 | 0 | 0 | 0% | 0 | 0
1996-06-26 03:00 | 6 | 0 | 0 | 0% | 0 | 0
1996-06-26 04:00 | 6 | 0 | 0 | 0% | 0 | 0
1996-06-26 05:00 | 6 | 8336.79 | 8295.1055 | 99.5% | 8336.79 | 8295.1055
1996-06-26 06:00 | 6 | 15158.5 | 15082.7549 | 99.5% | 15158.5 | 15082.7549
1996-06-26 07:00 | 6 | 27513.7 | 27376.1016 | 99.5% | 27513.7 | 27376.1016
1996-06-26 08:00 | 6 | 39313.4 | 39116.8516 | 99.5% | 39313.4 | 39116.8516
1996-06-26 09:00 | 6 | 48759.1 | 48515.3359 | 99.5% | 48759.1 | 48515.3359
1996-06-26 10:00 | 6 | 152611 | 151848.2812 | 99.5% | 50000 | 49750.1102
1996-06-26 11:00 | 6 | 182432 | 181520.1875 | 99.5% | 50000 | 49750.0952
1996-06-26 12:00 | 6 | 170653 | 169799.3125 | 99.5% | 50000 | 49749.8762
1996-06-26 13:00 | 6 | 176033 | 175153.1406 | 99.5% | 50000 | 49750.0868
1996-06-26 14:00 | 6 | 154535 | 153761.8906 | 99.5% | 50000 | 49749.8595
1996-06-26 15:00 | 6 | 104004 | 103483.7891 | 99.5% | 50000 | 49749.9082
1996-06-26 16:00 | 6 | 50533.3 | 50280.6133 | 99.5% | 50000 | 49749.98
1996-06-26 17:00 | 6 | 22627.8 | 22514.6953 | 99.5% | 22627.8 | 22514.6953
1996-06-26 18:00 | 6 | 5780.85 | 5751.9473 | 99.5% | 5780.85 | 5751.9473
1996-06-26 19:00 | 6 | 0 | 0 | 0% | 0 | 0
1996-06-26 20:00 | 6 | 0 | 0 | 0% | 0 | 0
1996-06-26 21:00 | 6 | 0 | 0 | 0% | 0 | 0
1996-06-26 22:00 | 6 | 0 | 0 | 0% | 0 | 0
1996-06-26 23:00 | 6 | 0 | 0 | 0% | 0 | 0
1996-06-27 | 6 | 0 | 0 | 0% | 0 | 0
1996-06-27 01:00 | 6 | 0 | 0 | 0% | 0 | 0
1996-06-27 02:00 | 6 | 0 | 0 | 0% | 0 | 0
1996-06-27 03:00 | 6 | 0 | 0 | 0% | 0 | 0
1996-06-27 04:00 | 6 | 0 | 0 | 0% | 0 | 0
1996-06-27 05:00 | 6 | 5258.37 | 5232.0762 | 99.5% | 5258.37 | 5232.0762
1996-06-27 06:00 | 6 | 14071.5 | 14001.1289 | 99.5% | 14071.5 | 14001.1289
1996-06-27 07:00 | 6 | 59624 | 59325.8906 | 99.5% | 50000 | 49750.0089
1996-06-27 08:00 | 6 | 115909 | 115329.3906 | 99.5% | 50000 | 49749.9722
1996-06-27 09:00 | 6 | 152690 | 151926.2656 | 99.5% | 50000 | 49749.9069
1996-06-27 10:00 | 6 | 160495 | 159692.3594 | 99.5% | 50000 | 49749.9484
1996-06-27 11:00 | 6 | 186904 | 185969.0625 | 99.5% | 50000 | 49749.8883
1996-06-27 12:00 | 6 | 189670 | 188721.1562 | 99.5% | 50000 | 49749.8698
1996-06-27 13:00 | 6 | 187307 | 186370.1406 | 99.5% | 50000 | 49749.9134
1996-06-27 14:00 | 6 | 149700 | 148951.4844 | 99.5% | 50000 | 49749.9948
1996-06-27 15:00 | 6 | 110297 | 109745.6484 | 99.5% | 50000 | 49750.0605
1996-06-27 16:00 | 6 | 68609.4 | 68266.3281 | 99.5% | 50000 | 49749.9819
1996-06-27 17:00 | 6 | 22956.3 | 22841.4922 | 99.5% | 22956.3 | 22841.4922
1996-06-27 18:00 | 6 | 5272.91 | 5246.541 | 99.5% | 5272.91 | 5246.541
1996-06-27 19:00 | 6 | 0 | 0 | 0% | 0 | 0
1996-06-27 20:00 | 6 | 0 | 0 | 0% | 0 | 0
1996-06-27 21:00 | 6 | 0 | 0 | 0% | 0 | 0
1996-06-27 22:00 | 6 | 0 | 0 | 0% | 0 | 0
1996-06-27 23:00 | 6 | 0 | 0 | 0% | 0 | 0
1996-06-28 | 6 | 0 | 0 | 0% | 0 | 0
1996-06-28 01:00 | 6 | 0 | 0 | 0% | 0 | 0
1996-06-28 02:00 | 6 | 0 | 0 | 0% | 0 | 0
1996-06-28 03:00 | 6 | 0 | 0 | 0% | 0 | 0
1996-06-28 04:00 | 6 | 0 | 0 | 0% | 0 | 0
1996-06-28 05:00 | 6 | 8217.28 | 8176.1978 | 99.5% | 8217.28 | 8176.1978
1996-06-28 06:00 | 6 | 43374.1 | 43157.1914 | 99.5% | 43374.1 | 43157.1914
1996-06-28 07:00 | 6 | 90713.9 | 90260.2891 | 99.5% | 50000 | 49749.9772
1996-06-28 08:00 | 6 | 133011 | 132345.7344 | 99.5% | 50000 | 49749.9208
1996-06-28 09:00 | 6 | 163971 | 163151.3438 | 99.5% | 50000 | 49750.0606
1996-06-28 10:00 | 6 | 182738 | 181824.0312 | 99.5% | 50000 | 49749.9237
1996-06-28 11:00 | 6 | 186613 | 185679.9219 | 99.5% | 50000 | 49749.9965
1996-06-28 12:00 | 6 | 189940 | 188990.5938 | 99.5% | 50000 | 49750.0773
1996-06-28 13:00 | 6 | 187266 | 186329.625 | 99.5% | 50000 | 49749.988
1996-06-28 14:00 | 6 | 167138 | 166302.4062 | 99.5% | 50000 | 49750.0288
1996-06-28 15:00 | 6 | 114350 | 113777.8281 | 99.5% | 50000 | 49749.8155
1996-06-28 16:00 | 6 | 67361.9 | 67025.0938 | 99.5% | 50000 | 49750.0024
1996-06-28 17:00 | 6 | 22098.3 | 21987.7891 | 99.5% | 22098.3 | 21987.7891
1996-06-28 18:00 | 6 | 5375.37 | 5348.4961 | 99.5% | 5375.37 | 5348.4961
1996-06-28 19:00 | 6 | 0 | 0 | 0% | 0 | 0
1996-06-28 20:00 | 6 | 0 | 0 | 0% | 0 | 0
1996-06-28 21:00 | 6 | 0 | 0 | 0% | 0 | 0
1996-06-28 22:00 | 6 | 0 | 0 | 0% | 0 | 0
1996-06-28 23:00 | 6 | 0 | 0 | 0% | 0 | 0
1996-06-29 | 6 | 0 | 0 | 0% | 0 | 0
1996-06-29 01:00 | 6 | 0 | 0 | 0% | 0 | 0
1996-06-29 02:00 | 6 | 0 | 0 | 0% | 0 | 0
1996-06-29 03:00 | 6 | 0 | 0 | 0% | 0 | 0
1996-06-29 04:00 | 6 | 0 | 0 | 0% | 0 | 0
1996-06-29 05:00 | 6 | 8299.11 | 8257.6162 | 99.5% | 8299.11 | 8257.6162
1996-06-29 06:00 | 6 | 43801.2 | 43582.1641 | 99.5% | 43801.2 | 43582.1641
1996-06-29 07:00 | 6 | 88893 | 88448.5703 | 99.5% | 50000 | 49750.0199
1996-06-29 08:00 | 6 | 129150 | 128504.1641 | 99.5% | 50000 | 49749.9667
1996-06-29 09:00 | 6 | 159021 | 158225.7188 | 99.5% | 50000 | 49749.9446
1996-06-29 10:00 | 6 | 176834 | 175950.2344 | 99.5% | 50000 | 49750.1143
1996-06-29 11:00 | 6 | 185005 | 184079.8594 | 99.5% | 50000 | 49749.9688
1996-06-29 12:00 | 6 | 187617 | 186678.8906 | 99.5% | 50000 | 49749.9935
1996-06-29 13:00 | 6 | 178820 | 177925.8438 | 99.5% | 50000 | 49749.9843
1996-06-29 14:00 | 6 | 159226 | 158429.8594 | 99.5% | 50000 | 49749.9967
1996-06-29 15:00 | 6 | 107654 | 107115.7109 | 99.5% | 50000 | 49749.9911
1996-06-29 16:00 | 6 | 64126.5 | 63805.8711 | 99.5% | 50000 | 49750.0028
1996-06-29 17:00 | 6 | 21915.5 | 21805.8984 | 99.5% | 21915.5 | 21805.8984
1996-06-29 18:00 | 6 | 5385.96 | 5359.0347 | 99.5% | 5385.96 | 5359.0347
1996-06-29 19:00 | 6 | 0 | 0 | 0% | 0 | 0
1996-06-29 20:00 | 6 | 0 | 0 | 0% | 0 | 0
1996-06-29 21:00 | 6 | 0 | 0 | 0% | 0 | 0
1996-06-29 22:00 | 6 | 0 | 0 | 0% | 0 | 0
1996-06-29 23:00 | 6 | 0 | 0 | 0% | 0 | 0
1996-06-30 | 6 | 0 | 0 | 0% | 0 | 0
1996-06-30 01:00 | 6 | 0 | 0 | 0% | 0 | 0
1996-06-30 02:00 | 6 | 0 | 0 | 0% | 0 | 0
1996-06-30 03:00 | 6 | 0 | 0 | 0% | 0 | 0
1996-06-30 04:00 | 6 | 0 | 0 | 0% | 0 | 0
1996-06-30 05:00 | 6 | 7640.01 | 7601.8086 | 99.5% | 7640.01 | 7601.8086
1996-06-30 06:00 | 6 | 45430.2 | 45203.0664 | 99.5% | 45430.2 | 45203.0664
1996-06-30 07:00 | 6 | 89824.3 | 89375.1797 | 99.5% | 50000 | 49750.0007
1996-06-30 08:00 | 6 | 127442 | 126805.0391 | 99.5% | 50000 | 49750.0977
1996-06-30 09:00 | 6 | 157624 | 156835.7812 | 99.5% | 50000 | 49749.9687
1996-06-30 10:00 | 6 | 176964 | 176079.1562 | 99.5% | 50000 | 49749.9933
1996-06-30 11:00 | 6 | 183696 | 182777.25 | 99.5% | 50000 | 49749.9265
1996-06-30 12:00 | 6 | 186757 | 185823.2344 | 99.5% | 50000 | 49750.0052
1996-06-30 13:00 | 6 | 182158 | 181247.4219 | 99.5% | 50000 | 49750.0582
1996-06-30 14:00 | 6 | 160535 | 159732.4531 | 99.5% | 50000 | 49750.0399
1996-06-30 15:00 | 6 | 110945 | 110390.0312 | 99.5% | 50000 | 49749.8901
1996-06-30 16:00 | 6 | 63290 | 62973.5703 | 99.5% | 50000 | 49750.016
1996-06-30 17:00 | 6 | 20393.5 | 20291.5039 | 99.5% | 20393.5 | 20291.5039
1996-06-30 18:00 | 6 | 5281.23 | 5254.8257 | 99.5% | 5281.23 | 5254.8257
1996-06-30 19:00 | 6 | 0 | 0 | 0% | 0 | 0
1996-06-30 20:00 | 6 | 0 | 0 | 0% | 0 | 0
1996-06-30 21:00 | 6 | 0 | 0 | 0% | 0 | 0
1996-06-30 22:00 | 6 | 0 | 0 | 0% | 0 | 0
1996-06-30 23:00 | 6 | 0 | 0 | 0% | 0 | 0
1989-07-01 | 7 | 0 | 0 | 0% | 0 | 0
1989-07-01 01:00 | 7 | 0 | 0 | 0% | 0 | 0
1989-07-01 02:00 | 7 | 0 | 0 | 0% | 0 | 0
1989-07-01 03:00 | 7 | 0 | 0 | 0% | 0 | 0
1989-07-01 04:00 | 7 | 66.1035 | 65.773 | 99.5% | 66.1035 | 65.773
1989-07-01 05:00 | 7 | 6756.26 | 6722.4829 | 99.5% | 6756.26 | 6722.4829
1989-07-01 06:00 | 7 | 21210.4 | 21104.3203 | 99.5% | 21210.4 | 21104.3203
1989-07-01 07:00 | 7 | 33594.3 | 33426.3242 | 99.5% | 33594.3 | 33426.3242
1989-07-01 08:00 | 7 | 110476 | 109923.8359 | 99.5% | 50000 | 49750.0977
1989-07-01 09:00 | 7 | 155152 | 154375.7656 | 99.5% | 50000 | 49749.8471
1989-07-01 10:00 | 7 | 177384 | 176496.7656 | 99.5% | 50000 | 49749.9114
1989-07-01 11:00 | 7 | 186104 | 185173.6875 | 99.5% | 50000 | 49750.0557
1989-07-01 12:00 | 7 | 189438 | 188490.4062 | 99.5% | 50000 | 49749.8934
1989-07-01 13:00 | 7 | 183533 | 182615.2969 | 99.5% | 50000 | 49749.9896
1989-07-01 14:00 | 7 | 158812 | 158017.9375 | 99.5% | 50000 | 49749.9992
1989-07-01 15:00 | 7 | 111958 | 111398.6328 | 99.5% | 50000 | 49750.1888
1989-07-01 16:00 | 7 | 67044.1 | 66708.8516 | 99.5% | 50000 | 49749.9792
1989-07-01 17:00 | 7 | 21999.4 | 21889.3789 | 99.5% | 21999.4 | 21889.3789
1989-07-01 18:00 | 7 | 5826.11 | 5796.98 | 99.5% | 5826.11 | 5796.98
1989-07-01 19:00 | 7 | 0 | 0 | 0% | 0 | 0
1989-07-01 20:00 | 7 | 0 | 0 | 0% | 0 | 0
1989-07-01 21:00 | 7 | 0 | 0 | 0% | 0 | 0
1989-07-01 22:00 | 7 | 0 | 0 | 0% | 0 | 0
1989-07-01 23:00 | 7 | 0 | 0 | 0% | 0 | 0
1989-07-02 | 7 | 0 | 0 | 0% | 0 | 0
1989-07-02 01:00 | 7 | 0 | 0 | 0% | 0 | 0
1989-07-02 02:00 | 7 | 0 | 0 | 0% | 0 | 0
1989-07-02 03:00 | 7 | 0 | 0 | 0% | 0 | 0
1989-07-02 04:00 | 7 | 0 | 0 | 0% | 0 | 0
1989-07-02 05:00 | 7 | 5893.99 | 5864.5181 | 99.5% | 5893.99 | 5864.5181
1989-07-02 06:00 | 7 | 18973.3 | 18878.4648 | 99.5% | 18973.3 | 18878.4648
1989-07-02 07:00 | 7 | 77364.5 | 76977.6953 | 99.5% | 50000 | 49750.0115
1989-07-02 08:00 | 7 | 129203 | 128557.4297 | 99.5% | 50000 | 49750.1721
1989-07-02 09:00 | 7 | 158590 | 157797.2344 | 99.5% | 50000 | 49750.0581
1989-07-02 10:00 | 7 | 178978 | 178082.75 | 99.5% | 50000 | 49749.8994
1989-07-02 11:00 | 7 | 183756 | 182836.8125 | 99.5% | 50000 | 49749.8891
1989-07-02 12:00 | 7 | 181196 | 180290.3438 | 99.5% | 50000 | 49750.0893
1989-07-02 13:00 | 7 | 171732 | 170872.8438 | 99.5% | 50000 | 49749.8555
1989-07-02 14:00 | 7 | 134039 | 133368.9375 | 99.5% | 50000 | 49750.0494
1989-07-02 15:00 | 7 | 105376 | 104849.3516 | 99.5% | 50000 | 49750.1099
1989-07-02 16:00 | 7 | 67865 | 67525.6719 | 99.5% | 50000 | 49749.9977
1989-07-02 17:00 | 7 | 20424.4 | 20322.2324 | 99.5% | 20424.4 | 20322.2324
1989-07-02 18:00 | 7 | 5500.01 | 5472.5117 | 99.5% | 5500.01 | 5472.5117
1989-07-02 19:00 | 7 | 0 | 0 | 0% | 0 | 0
1989-07-02 20:00 | 7 | 0 | 0 | 0% | 0 | 0
1989-07-02 21:00 | 7 | 0 | 0 | 0% | 0 | 0
1989-07-02 22:00 | 7 | 0 | 0 | 0% | 0 | 0
1989-07-02 23:00 | 7 | 0 | 0 | 0% | 0 | 0
1989-07-03 | 7 | 0 | 0 | 0% | 0 | 0
1989-07-03 01:00 | 7 | 0 | 0 | 0% | 0 | 0
1989-07-03 02:00 | 7 | 0 | 0 | 0% | 0 | 0
1989-07-03 03:00 | 7 | 0 | 0 | 0% | 0 | 0
1989-07-03 04:00 | 7 | 143.534 | 142.8161 | 99.5% | 143.534 | 142.8161
1989-07-03 05:00 | 7 | 3721.04 | 3702.4302 | 99.5% | 3721.04 | 3702.4302
1989-07-03 06:00 | 7 | 16502.8 | 16420.2676 | 99.5% | 16502.8 | 16420.2676
1989-07-03 07:00 | 7 | 90779.1 | 90325.1719 | 99.5% | 50000 | 49749.982
1989-07-03 08:00 | 7 | 130670 | 130017.0547 | 99.5% | 50000 | 49750.1549
1989-07-03 09:00 | 7 | 161419 | 160611.9062 | 99.5% | 50000 | 49750.0004
1989-07-03 10:00 | 7 | 179651 | 178752.8281 | 99.5% | 50000 | 49750.0231
1989-07-03 11:00 | 7 | 185081 | 184155.25 | 99.5% | 50000 | 49749.9068
1989-07-03 12:00 | 7 | 188417 | 187474.9844 | 99.5% | 50000 | 49750.0184
1989-07-03 13:00 | 7 | 185487 | 184559.6875 | 99.5% | 50000 | 49750.033
1989-07-03 14:00 | 7 | 161567 | 160759.3906 | 99.5% | 50000 | 49750.0698
1989-07-03 15:00 | 7 | 111286 | 110729.7188 | 99.5% | 50000 | 49750.0668
1989-07-03 16:00 | 7 | 66607.8 | 66274.7109 | 99.5% | 50000 | 49749.9624
1989-07-03 17:00 | 7 | 20670.8 | 20567.4961 | 99.5% | 20670.8 | 20567.4961
1989-07-03 18:00 | 7 | 5682.49 | 5654.0796 | 99.5% | 5682.49 | 5654.0796
1989-07-03 19:00 | 7 | 0 | 0 | 0% | 0 | 0
1989-07-03 20:00 | 7 | 0 | 0 | 0% | 0 | 0
1989-07-03 21:00 | 7 | 0 | 0 | 0% | 0 | 0
1989-07-03 22:00 | 7 | 0 | 0 | 0% | 0 | 0
1989-07-03 23:00 | 7 | 0 | 0 | 0% | 0 | 0
1989-07-04 | 7 | 0 | 0 | 0% | 0 | 0
1989-07-04 01:00 | 7 | 0 | 0 | 0% | 0 | 0
1989-07-04 02:00 | 7 | 0 | 0 | 0% | 0 | 0
1989-07-04 03:00 | 7 | 0 | 0 | 0% | 0 | 0
1989-07-04 04:00 | 7 | 77.384 | 76.9971 | 99.5% | 77.384 | 76.9971
1989-07-04 05:00 | 7 | 6725.52 | 6691.8896 | 99.5% | 6725.52 | 6691.8896
1989-07-04 06:00 | 7 | 45904.1 | 45674.5664 | 99.5% | 45904.1 | 45674.5664
1989-07-04 07:00 | 7 | 91729.4 | 91270.7266 | 99.5% | 50000 | 49749.9856
1989-07-04 08:00 | 7 | 129955 | 129305.3438 | 99.5% | 50000 | 49750.0457
1989-07-04 09:00 | 7 | 161115 | 160309.3125 | 99.5% | 50000 | 49749.9651
1989-07-04 10:00 | 7 | 178375 | 177483.2656 | 99.5% | 50000 | 49750.0394
1989-07-04 11:00 | 7 | 186049 | 185119.1094 | 99.5% | 50000 | 49750.0952
1989-07-04 12:00 | 7 | 189087 | 188141.2656 | 99.5% | 50000 | 49749.9208
1989-07-04 13:00 | 7 | 183523 | 182605.8438 | 99.5% | 50000 | 49750.125
1989-07-04 14:00 | 7 | 164083 | 163262.2969 | 99.5% | 50000 | 49749.9122
1989-07-04 15:00 | 7 | 112565 | 112002.3906 | 99.5% | 50000 | 49750.0958
1989-07-04 16:00 | 7 | 67467.1 | 67129.8125 | 99.5% | 50000 | 49750.0356
1989-07-04 17:00 | 7 | 19295.3 | 19198.8164 | 99.5% | 19295.3 | 19198.8164
1989-07-04 18:00 | 7 | 5633.77 | 5605.604 | 99.5% | 5633.77 | 5605.604
1989-07-04 19:00 | 7 | 0 | 0 | 0% | 0 | 0
1989-07-04 20:00 | 7 | 0 | 0 | 0% | 0 | 0
1989-07-04 21:00 | 7 | 0 | 0 | 0% | 0 | 0
1989-07-04 22:00 | 7 | 0 | 0 | 0% | 0 | 0
1989-07-04 23:00 | 7 | 0 | 0 | 0% | 0 | 0
1989-07-05 | 7 | 0 | 0 | 0% | 0 | 0
1989-07-05 01:00 | 7 | 0 | 0 | 0% | 0 | 0
1989-07-05 02:00 | 7 | 0 | 0 | 0% | 0 | 0
1989-07-05 03:00 | 7 | 0 | 0 | 0% | 0 | 0
1989-07-05 04:00 | 7 | 106.956 | 106.421 | 99.5% | 106.956 | 106.421
1989-07-05 05:00 | 7 | 5240.83 | 5214.624 | 99.5% | 5240.83 | 5214.624
1989-07-05 06:00 | 7 | 21643.5 | 21535.2617 | 99.5% | 21643.5 | 21535.2617
1989-07-05 07:00 | 7 | 89518.6 | 89070.9766 | 99.5% | 50000 | 49749.983
1989-07-05 08:00 | 7 | 54556.8 | 54284.0117 | 99.5% | 50000 | 49749.9961
1989-07-05 09:00 | 7 | 64814.8 | 64490.75 | 99.5% | 50000 | 49750.0185
1989-07-05 10:00 | 7 | 78666.7 | 78273.3516 | 99.5% | 50000 | 49749.9905
1989-07-05 11:00 | 7 | 109125 | 108579.6328 | 99.5% | 50000 | 49750.1181
1989-07-05 12:00 | 7 | 189909 | 188959.2188 | 99.5% | 50000 | 49749.9378
1989-07-05 13:00 | 7 | 183602 | 182684.25 | 99.5% | 50000 | 49750.0708
1989-07-05 14:00 | 7 | 161230 | 160424.3125 | 99.5% | 50000 | 49750.1434
1989-07-05 15:00 | 7 | 111444 | 110887.1641 | 99.5% | 50000 | 49750.1723
1989-07-05 16:00 | 7 | 67484.2 | 67146.7891 | 99.5% | 50000 | 49750.0075
1989-07-05 17:00 | 7 | 19917.2 | 19817.6035 | 99.5% | 19917.2 | 19817.6035
1989-07-05 18:00 | 7 | 5703.67 | 5675.1523 | 99.5% | 5703.67 | 5675.1523
1989-07-05 19:00 | 7 | 0 | 0 | 0% | 0 | 0
1989-07-05 20:00 | 7 | 0 | 0 | 0% | 0 | 0
1989-07-05 21:00 | 7 | 0 | 0 | 0% | 0 | 0
1989-07-05 22:00 | 7 | 0 | 0 | 0% | 0 | 0
1989-07-05 23:00 | 7 | 0 | 0 | 0% | 0 | 0
1989-07-06 | 7 | 0 | 0 | 0% | 0 | 0
1989-07-06 01:00 | 7 | 0 | 0 | 0% | 0 | 0
1989-07-06 02:00 | 7 | 0 | 0 | 0% | 0 | 0
1989-07-06 03:00 | 7 | 0 | 0 | 0% | 0 | 0
1989-07-06 04:00 | 7 | 0 | 0 | 0% | 0 | 0
1989-07-06 05:00 | 7 | 6841.38 | 6807.1714 | 99.5% | 6841.38 | 6807.1714
1989-07-06 06:00 | 7 | 26024 | 25893.9277 | 99.5% | 26024 | 25893.9277
1989-07-06 07:00 | 7 | 27149.2 | 27013.4395 | 99.5% | 27149.2 | 27013.4395
1989-07-06 08:00 | 7 | 119254 | 118657.75 | 99.5% | 50000 | 49750.0084
1989-07-06 09:00 | 7 | 156234 | 155453.1562 | 99.5% | 50000 | 49750.1044
1989-07-06 10:00 | 7 | 177746 | 176856.8125 | 99.5% | 50000 | 49749.8713
1989-07-06 11:00 | 7 | 184352 | 183430.0469 | 99.5% | 50000 | 49749.9476
1989-07-06 12:00 | 7 | 186115 | 185183.9688 | 99.5% | 50000 | 49749.8774
1989-07-06 13:00 | 7 | 173237 | 172370.6875 | 99.5% | 50000 | 49749.9632
1989-07-06 14:00 | 7 | 151167 | 150410.8438 | 99.5% | 50000 | 49749.8937
1989-07-06 15:00 | 7 | 105454 | 104926.25 | 99.5% | 50000 | 49749.7724
1989-07-06 16:00 | 7 | 20493.3 | 20390.8105 | 99.5% | 20493.3 | 20390.8105
1989-07-06 17:00 | 7 | 11254.6 | 11198.3262 | 99.5% | 11254.6 | 11198.3262
1989-07-06 18:00 | 7 | 3270.81 | 3254.4585 | 99.5% | 3270.81 | 3254.4585
1989-07-06 19:00 | 7 | 0 | 0 | 0% | 0 | 0
1989-07-06 20:00 | 7 | 0 | 0 | 0% | 0 | 0
1989-07-06 21:00 | 7 | 0 | 0 | 0% | 0 | 0
1989-07-06 22:00 | 7 | 0 | 0 | 0% | 0 | 0
1989-07-06 23:00 | 7 | 0 | 0 | 0% | 0 | 0
1989-07-07 | 7 | 0 | 0 | 0% | 0 | 0
1989-07-07 01:00 | 7 | 0 | 0 | 0% | 0 | 0
1989-07-07 02:00 | 7 | 0 | 0 | 0% | 0 | 0
1989-07-07 03:00 | 7 | 0 | 0 | 0% | 0 | 0
1989-07-07 04:00 | 7 | 0 | 0 | 0% | 0 | 0
1989-07-07 05:00 | 7 | 5210.64 | 5184.5884 | 99.5% | 5210.64 | 5184.5884
1989-07-07 06:00 | 7 | 24589.7 | 24466.709 | 99.5% | 24589.7 | 24466.709
1989-07-07 07:00 | 7 | 38585.8 | 38392.9102 | 99.5% | 38585.8 | 38392.9102
1989-07-07 08:00 | 7 | 97866.2 | 97376.8906 | 99.5% | 50000 | 49750.011
1989-07-07 09:00 | 7 | 143278 | 142561.5469 | 99.5% | 50000 | 49749.978
1989-07-07 10:00 | 7 | 134559 | 133886.4062 | 99.5% | 50000 | 49750.0748
1989-07-07 11:00 | 7 | 128827 | 128183.1562 | 99.5% | 50000 | 49750.113
1989-07-07 12:00 | 7 | 185118 | 184192.1719 | 99.5% | 50000 | 49749.9357
1989-07-07 13:00 | 7 | 174617 | 173744.375 | 99.5% | 50000 | 49750.1317
1989-07-07 14:00 | 7 | 158592 | 157799.0312 | 99.5% | 50000 | 49749.9972
1989-07-07 15:00 | 7 | 110732 | 110178.5 | 99.5% | 50000 | 49750.0722
1989-07-07 16:00 | 7 | 67977.3 | 67637.4141 | 99.5% | 50000 | 49750.0004
1989-07-07 17:00 | 7 | 21955.1 | 21845.293 | 99.5% | 21955.1 | 21845.293
1989-07-07 18:00 | 7 | 5740.39 | 5711.6885 | 99.5% | 5740.39 | 5711.6885
1989-07-07 19:00 | 7 | 0 | 0 | 0% | 0 | 0
1989-07-07 20:00 | 7 | 0 | 0 | 0% | 0 | 0
1989-07-07 21:00 | 7 | 0 | 0 | 0% | 0 | 0
1989-07-07 22:00 | 7 | 0 | 0 | 0% | 0 | 0
1989-07-07 23:00 | 7 | 0 | 0 | 0% | 0 | 0
1989-07-08 | 7 | 0 | 0 | 0% | 0 | 0
1989-07-08 01:00 | 7 | 0 | 0 | 0% | 0 | 0
1989-07-08 02:00 | 7 | 0 | 0 | 0% | 0 | 0
1989-07-08 03:00 | 7 | 0 | 0 | 0% | 0 | 0
1989-07-08 04:00 | 7 | 0 | 0 | 0% | 0 | 0
1989-07-08 05:00 | 7 | 7844.47 | 7805.252 | 99.5% | 7844.47 | 7805.252
1989-07-08 06:00 | 7 | 41056.5 | 40851.2578 | 99.5% | 41056.5 | 40851.2578
1989-07-08 07:00 | 7 | 88993.7 | 88548.7344 | 99.5% | 50000 | 49750.0016
1989-07-08 08:00 | 7 | 128742 | 128098.1094 | 99.5% | 50000 | 49749.9299
1989-07-08 09:00 | 7 | 160120 | 159319.5 | 99.5% | 50000 | 49750.0312
1989-07-08 10:00 | 7 | 171742 | 170883.0469 | 99.5% | 50000 | 49749.9292
1989-07-08 11:00 | 7 | 180764 | 179860.5625 | 99.5% | 50000 | 49750.1058
1989-07-08 12:00 | 7 | 105983 | 105453.5 | 99.5% | 50000 | 49750.1958
1989-07-08 13:00 | 7 | 163898 | 163078.9844 | 99.5% | 50000 | 49750.1447
1989-07-08 14:00 | 7 | 139542 | 138844.1406 | 99.5% | 50000 | 49749.9465
1989-07-08 15:00 | 7 | 91423.4 | 90966.25 | 99.5% | 50000 | 49749.982
1989-07-08 16:00 | 7 | 68005.4 | 67665.3594 | 99.5% | 50000 | 49749.99
1989-07-08 17:00 | 7 | 19695 | 19596.5371 | 99.5% | 19695 | 19596.5371
1989-07-08 18:00 | 7 | 5803.89 | 5774.8662 | 99.5% | 5803.89 | 5774.8662
1989-07-08 19:00 | 7 | 0 | 0 | 0% | 0 | 0
1989-07-08 20:00 | 7 | 0 | 0 | 0% | 0 | 0
1989-07-08 21:00 | 7 | 0 | 0 | 0% | 0 | 0
1989-07-08 22:00 | 7 | 0 | 0 | 0% | 0 | 0
1989-07-08 23:00 | 7 | 0 | 0 | 0% | 0 | 0
1989-07-09 | 7 | 0 | 0 | 0% | 0 | 0
1989-07-09 01:00 | 7 | 0 | 0 | 0% | 0 | 0
1989-07-09 02:00 | 7 | 0 | 0 | 0% | 0 | 0
1989-07-09 03:00 | 7 | 0 | 0 | 0% | 0 | 0
1989-07-09 04:00 | 7 | 0 | 0 | 0% | 0 | 0
1989-07-09 05:00 | 7 | 5121.67 | 5096.0654 | 99.5% | 5121.67 | 5096.0654
1989-07-09 06:00 | 7 | 24497 | 24374.5352 | 99.5% | 24497 | 24374.5352
1989-07-09 07:00 | 7 | 60374.2 | 60072.3281 | 99.5% | 50000 | 49749.9993
1989-07-09 08:00 | 7 | 104194 | 103673.5078 | 99.5% | 50000 | 49750.2293
1989-07-09 09:00 | 7 | 94560.1 | 94087.2891 | 99.5% | 50000 | 49749.9945
1989-07-09 10:00 | 7 | 166025 | 165195.2344 | 99.5% | 50000 | 49750.1082
1989-07-09 11:00 | 7 | 181493 | 180585.7969 | 99.5% | 50000 | 49750.0721
1989-07-09 12:00 | 7 | 185293 | 184366.5625 | 99.5% | 50000 | 49750.0074
1989-07-09 13:00 | 7 | 174782 | 173908.2812 | 99.5% | 50000 | 49750.0547
1989-07-09 14:00 | 7 | 160716 | 159912.7344 | 99.5% | 50000 | 49750.0978
1989-07-09 15:00 | 7 | 106989 | 106453.7578 | 99.5% | 50000 | 49749.8611
1989-07-09 16:00 | 7 | 66742.8 | 66409.0391 | 99.5% | 50000 | 49749.9648
1989-07-09 17:00 | 7 | 21825.7 | 21716.5605 | 99.5% | 21825.7 | 21716.5605
1989-07-09 18:00 | 7 | 5265.96 | 5239.626 | 99.5% | 5265.96 | 5239.626
1989-07-09 19:00 | 7 | 0 | 0 | 0% | 0 | 0
1989-07-09 20:00 | 7 | 0 | 0 | 0% | 0 | 0
1989-07-09 21:00 | 7 | 0 | 0 | 0% | 0 | 0
1989-07-09 22:00 | 7 | 0 | 0 | 0% | 0 | 0
1989-07-09 23:00 | 7 | 0 | 0 | 0% | 0 | 0
1989-07-10 | 7 | 0 | 0 | 0% | 0 | 0
1989-07-10 01:00 | 7 | 0 | 0 | 0% | 0 | 0
1989-07-10 02:00 | 7 | 0 | 0 | 0% | 0 | 0
1989-07-10 03:00 | 7 | 0 | 0 | 0% | 0 | 0
1989-07-10 04:00 | 7 | 0 | 0 | 0% | 0 | 0
1989-07-10 05:00 | 7 | 4250.99 | 4229.7329 | 99.5% | 4250.99 | 4229.7329
1989-07-10 06:00 | 7 | 21745.3 | 21636.5645 | 99.5% | 21745.3 | 21636.5645
1989-07-10 07:00 | 7 | 34070.1 | 33899.7422 | 99.5% | 34070.1 | 33899.7422
1989-07-10 08:00 | 7 | 60380.2 | 60078.3047 | 99.5% | 50000 | 49750.0047
1989-07-10 09:00 | 7 | 66983 | 66648.1328 | 99.5% | 50000 | 49750.0357
1989-07-10 10:00 | 7 | 81020.8 | 80615.7266 | 99.5% | 50000 | 49750.0189
1989-07-10 11:00 | 7 | 116339 | 115757.7344 | 99.5% | 50000 | 49750.1845
1989-07-10 12:00 | 7 | 182954 | 182039.4062 | 99.5% | 50000 | 49750.0482
1989-07-10 13:00 | 7 | 162142 | 161331.3594 | 99.5% | 50000 | 49750.0214
1989-07-10 14:00 | 7 | 162397 | 161584.6406 | 99.5% | 50000 | 49749.8847
1989-07-10 15:00 | 7 | 101369 | 100862 | 99.5% | 50000 | 49749.9235
1989-07-10 16:00 | 7 | 66633.6 | 66300.4297 | 99.5% | 50000 | 49749.9983
1989-07-10 17:00 | 7 | 20274.6 | 20173.1914 | 99.5% | 20274.6 | 20173.1914
1989-07-10 18:00 | 7 | 5327.93 | 5301.29 | 99.5% | 5327.93 | 5301.29
1989-07-10 19:00 | 7 | 0 | 0 | 0% | 0 | 0
1989-07-10 20:00 | 7 | 0 | 0 | 0% | 0 | 0
1989-07-10 21:00 | 7 | 0 | 0 | 0% | 0 | 0
1989-07-10 22:00 | 7 | 0 | 0 | 0% | 0 | 0
1989-07-10 23:00 | 7 | 0 | 0 | 0% | 0 | 0
1989-07-11 | 7 | 0 | 0 | 0% | 0 | 0
1989-07-11 01:00 | 7 | 0 | 0 | 0% | 0 | 0
1989-07-11 02:00 | 7 | 0 | 0 | 0% | 0 | 0
1989-07-11 03:00 | 7 | 0 | 0 | 0% | 0 | 0
1989-07-11 04:00 | 7 | 0 | 0 | 0% | 0 | 0
1989-07-11 05:00 | 7 | 6733.05 | 6699.3892 | 99.5% | 6733.05 | 6699.3892
1989-07-11 06:00 | 7 | 16141.9 | 16061.1758 | 99.5% | 16141.9 | 16061.1758
1989-07-11 07:00 | 7 | 33670.9 | 33502.5391 | 99.5% | 33670.9 | 33502.5391
1989-07-11 08:00 | 7 | 57296.1 | 57009.6133 | 99.5% | 50000 | 49749.9946
1989-07-11 09:00 | 7 | 64299 | 63977.5078 | 99.5% | 50000 | 49750.0022
1989-07-11 10:00 | 7 | 91054.1 | 90598.8203 | 99.5% | 50000 | 49749.995
1989-07-11 11:00 | 7 | 148024 | 147284.3281 | 99.5% | 50000 | 49750.1514
1989-07-11 12:00 | 7 | 164536 | 163712.9375 | 99.5% | 50000 | 49749.8838
1989-07-11 13:00 | 7 | 169548 | 168699.8438 | 99.5% | 50000 | 49749.8772
1989-07-11 14:00 | 7 | 138381 | 137689.4375 | 99.5% | 50000 | 49750.1238
1989-07-11 15:00 | 7 | 110572 | 110019.1094 | 99.5% | 50000 | 49749.9862
1989-07-11 16:00 | 7 | 50709.5 | 50455.9805 | 99.5% | 50000 | 49750.0276
1989-07-11 17:00 | 7 | 19765 | 19666.1797 | 99.5% | 19765 | 19666.1797
1989-07-11 18:00 | 7 | 5701.35 | 5672.8413 | 99.5% | 5701.35 | 5672.8413
1989-07-11 19:00 | 7 | 0 | 0 | 0% | 0 | 0
1989-07-11 20:00 | 7 | 0 | 0 | 0% | 0 | 0
1989-07-11 21:00 | 7 | 0 | 0 | 0% | 0 | 0
1989-07-11 22:00 | 7 | 0 | 0 | 0% | 0 | 0
1989-07-11 23:00 | 7 | 0 | 0 | 0% | 0 | 0
1989-07-12 | 7 | 0 | 0 | 0% | 0 | 0
1989-07-12 01:00 | 7 | 0 | 0 | 0% | 0 | 0
1989-07-12 02:00 | 7 | 0 | 0 | 0% | 0 | 0
1989-07-12 03:00 | 7 | 0 | 0 | 0% | 0 | 0
1989-07-12 04:00 | 7 | 16.0926 | 16.0122 | 99.5% | 16.0926 | 16.0122
1989-07-12 05:00 | 7 | 5561.78 | 5533.9756 | 99.5% | 5561.78 | 5533.9756
1989-07-12 06:00 | 7 | 22285.3 | 22173.8281 | 99.5% | 22285.3 | 22173.8281
1989-07-12 07:00 | 7 | 85013.8 | 84588.7188 | 99.5% | 50000 | 49749.9928
1989-07-12 08:00 | 7 | 119453 | 118856.0625 | 99.5% | 50000 | 49750.1371
1989-07-12 09:00 | 7 | 156310 | 155528.4688 | 99.5% | 50000 | 49750.006
1989-07-12 10:00 | 7 | 169541 | 168693.2969 | 99.5% | 50000 | 49750.0006
1989-07-12 11:00 | 7 | 166716 | 165882.5 | 99.5% | 50000 | 49750.024
1989-07-12 12:00 | 7 | 174489 | 173616.5 | 99.5% | 50000 | 49749.9842
1989-07-12 13:00 | 7 | 180796 | 179892.4219 | 99.5% | 50000 | 49750.1111
1989-07-12 14:00 | 7 | 132749 | 132085.3594 | 99.5% | 50000 | 49750.0393
1989-07-12 15:00 | 7 | 103566 | 103047.8672 | 99.5% | 50000 | 49749.8538
1989-07-12 16:00 | 7 | 65230.9 | 64904.7031 | 99.5% | 50000 | 49749.9675
1989-07-12 17:00 | 7 | 23538.4 | 23420.75 | 99.5% | 23538.4 | 23420.75
1989-07-12 18:00 | 7 | 5872.73 | 5843.3706 | 99.5% | 5872.73 | 5843.3706
1989-07-12 19:00 | 7 | 0 | 0 | 0% | 0 | 0
1989-07-12 20:00 | 7 | 0 | 0 | 0% | 0 | 0
1989-07-12 21:00 | 7 | 0 | 0 | 0% | 0 | 0
1989-07-12 22:00 | 7 | 0 | 0 | 0% | 0 | 0
1989-07-12 23:00 | 7 | 0 | 0 | 0% | 0 | 0
1989-07-13 | 7 | 0 | 0 | 0% | 0 | 0
1989-07-13 01:00 | 7 | 0 | 0 | 0% | 0 | 0
1989-07-13 02:00 | 7 | 0 | 0 | 0% | 0 | 0
1989-07-13 03:00 | 7 | 0 | 0 | 0% | 0 | 0
1989-07-13 04:00 | 7 | 0 | 0 | 0% | 0 | 0
1989-07-13 05:00 | 7 | 4261.26 | 4239.9541 | 99.5% | 4261.26 | 4239.9541
1989-07-13 06:00 | 7 | 14338.8 | 14267.1543 | 99.5% | 14338.8 | 14267.1543
1989-07-13 07:00 | 7 | 42636.8 | 42423.6328 | 99.5% | 42636.8 | 42423.6328
1989-07-13 08:00 | 7 | 106793 | 106258.9688 | 99.5% | 50000 | 49749.969
1989-07-13 09:00 | 7 | 156494 | 155711.6562 | 99.5% | 50000 | 49750.0403
1989-07-13 10:00 | 7 | 177475 | 176587.5312 | 99.5% | 50000 | 49749.9736
1989-07-13 11:00 | 7 | 185127 | 184200.9688 | 99.5% | 50000 | 49749.893
1989-07-13 12:00 | 7 | 189547 | 188599.5156 | 99.5% | 50000 | 49750.0661
1989-07-13 13:00 | 7 | 183433 | 182516.2344 | 99.5% | 50000 | 49750.1089
1989-07-13 14:00 | 7 | 162602 | 161789.1875 | 99.5% | 50000 | 49750.0607
1989-07-13 15:00 | 7 | 109276 | 108729.4297 | 99.5% | 50000 | 49749.9129
1989-07-13 16:00 | 7 | 68775.9 | 68431.9922 | 99.5% | 50000 | 49749.9794
1989-07-13 17:00 | 7 | 21217.9 | 21111.8008 | 99.5% | 21217.9 | 21111.8008
1989-07-13 18:00 | 7 | 5671.4 | 5643.0449 | 99.5% | 5671.4 | 5643.0449
1989-07-13 19:00 | 7 | 0 | 0 | 0% | 0 | 0
1989-07-13 20:00 | 7 | 0 | 0 | 0% | 0 | 0
1989-07-13 21:00 | 7 | 0 | 0 | 0% | 0 | 0
1989-07-13 22:00 | 7 | 0 | 0 | 0% | 0 | 0
1989-07-13 23:00 | 7 | 0 | 0 | 0% | 0 | 0
1989-07-14 | 7 | 0 | 0 | 0% | 0 | 0
1989-07-14 01:00 | 7 | 0 | 0 | 0% | 0 | 0
1989-07-14 02:00 | 7 | 0 | 0 | 0% | 0 | 0
1989-07-14 03:00 | 7 | 0 | 0 | 0% | 0 | 0
1989-07-14 04:00 | 7 | 66.251 | 65.9197 | 99.5% | 66.251 | 65.9197
1989-07-14 05:00 | 7 | 7264.87 | 7228.5449 | 99.5% | 7264.87 | 7228.5449
1989-07-14 06:00 | 7 | 42793.4 | 42579.3906 | 99.5% | 42793.4 | 42579.3906
1989-07-14 07:00 | 7 | 86337.4 | 85905.6719 | 99.5% | 50000 | 49749.9762
1989-07-14 08:00 | 7 | 129176 | 128530.1172 | 99.5% | 50000 | 49749.9989
1989-07-14 09:00 | 7 | 159177 | 158381.25 | 99.5% | 50000 | 49750.0424
1989-07-14 10:00 | 7 | 176559 | 175675.9531 | 99.5% | 50000 | 49749.9287
1989-07-14 11:00 | 7 | 183538 | 182620.0938 | 99.5% | 50000 | 49749.9411
1989-07-14 12:00 | 7 | 187812 | 186872.5312 | 99.5% | 50000 | 49749.8912
1989-07-14 13:00 | 7 | 183309 | 182392.5938 | 99.5% | 50000 | 49750.0378
1989-07-14 14:00 | 7 | 161442 | 160634.6406 | 99.5% | 50000 | 49749.9537
1989-07-14 15:00 | 7 | 108412 | 107870.2344 | 99.5% | 50000 | 49750.1358
1989-07-14 16:00 | 7 | 68666.5 | 68323.2188 | 99.5% | 50000 | 49750.0373
1989-07-14 17:00 | 7 | 18898.6 | 18804.1348 | 99.5% | 18898.6 | 18804.1348
1989-07-14 18:00 | 7 | 5385.14 | 5358.2109 | 99.5% | 5385.14 | 5358.2109
1989-07-14 19:00 | 7 | 0 | 0 | 0% | 0 | 0
1989-07-14 20:00 | 7 | 0 | 0 | 0% | 0 | 0
1989-07-14 21:00 | 7 | 0 | 0 | 0% | 0 | 0
1989-07-14 22:00 | 7 | 0 | 0 | 0% | 0 | 0
1989-07-14 23:00 | 7 | 0 | 0 | 0% | 0 | 0
1989-07-15 | 7 | 0 | 0 | 0% | 0 | 0
1989-07-15 01:00 | 7 | 0 | 0 | 0% | 0 | 0
1989-07-15 02:00 | 7 | 0 | 0 | 0% | 0 | 0
1989-07-15 03:00 | 7 | 0 | 0 | 0% | 0 | 0
1989-07-15 04:00 | 7 | 0 | 0 | 0% | 0 | 0
1989-07-15 05:00 | 7 | 4548.27 | 4525.5239 | 99.5% | 4548.27 | 4525.5239
1989-07-15 06:00 | 7 | 14813.4 | 14739.2979 | 99.5% | 14813.4 | 14739.2979
1989-07-15 07:00 | 7 | 29658.4 | 29510.1094 | 99.5% | 29658.4 | 29510.1094
1989-07-15 08:00 | 7 | 46309.6 | 46078.0664 | 99.5% | 46309.6 | 46078.0664
1989-07-15 09:00 | 7 | 78950.1 | 78555.3594 | 99.5% | 50000 | 49750.0063
1989-07-15 10:00 | 7 | 126229 | 125597.625 | 99.5% | 50000 | 49749.9089
1989-07-15 11:00 | 7 | 182931 | 182016.7344 | 99.5% | 50000 | 49750.1064
1989-07-15 12:00 | 7 | 184962 | 184037.5781 | 99.5% | 50000 | 49750.1049
1989-07-15 13:00 | 7 | 178043 | 177152.8594 | 99.5% | 50000 | 49750.0209
1989-07-15 14:00 | 7 | 158125 | 157334.0625 | 99.5% | 50000 | 49749.9012
1989-07-15 15:00 | 7 | 107614 | 107076.1875 | 99.5% | 50000 | 49750.1196
1989-07-15 16:00 | 7 | 68840.5 | 68496.3203 | 99.5% | 50000 | 49750.0166
1989-07-15 17:00 | 7 | 21826.3 | 21717.1797 | 99.5% | 21826.3 | 21717.1797
1989-07-15 18:00 | 7 | 5472.18 | 5444.8208 | 99.5% | 5472.18 | 5444.8208
1989-07-15 19:00 | 7 | 0 | 0 | 0% | 0 | 0
1989-07-15 20:00 | 7 | 0 | 0 | 0% | 0 | 0
1989-07-15 21:00 | 7 | 0 | 0 | 0% | 0 | 0
1989-07-15 22:00 | 7 | 0 | 0 | 0% | 0 | 0
1989-07-15 23:00 | 7 | 0 | 0 | 0% | 0 | 0
1989-07-16 | 7 | 0 | 0 | 0% | 0 | 0
1989-07-16 01:00 | 7 | 0 | 0 | 0% | 0 | 0
1989-07-16 02:00 | 7 | 0 | 0 | 0% | 0 | 0
1989-07-16 03:00 | 7 | 0 | 0 | 0% | 0 | 0
1989-07-16 04:00 | 7 | 0 | 0 | 0% | 0 | 0
1989-07-16 05:00 | 7 | 5015.12 | 4990.042 | 99.5% | 5015.12 | 4990.042
1989-07-16 06:00 | 7 | 19304 | 19207.4668 | 99.5% | 19304 | 19207.4668
1989-07-16 07:00 | 7 | 40765.1 | 40561.3008 | 99.5% | 40765.1 | 40561.3008
1989-07-16 08:00 | 7 | 73076.2 | 72710.8203 | 99.5% | 50000 | 49750.0009
1989-07-16 09:00 | 7 | 144652 | 143929.1719 | 99.5% | 50000 | 49750.1493
1989-07-16 10:00 | 7 | 172708 | 171844.5938 | 99.5% | 50000 | 49750.0387
1989-07-16 11:00 | 7 | 183238 | 182322.25 | 99.5% | 50000 | 49750.1201
1989-07-16 12:00 | 7 | 187097 | 186161.0469 | 99.5% | 50000 | 49749.8749
1989-07-16 13:00 | 7 | 180369 | 179467.2656 | 99.5% | 50000 | 49750.0307
1989-07-16 14:00 | 7 | 158591 | 157798.0938 | 99.5% | 50000 | 49750.0154
1989-07-16 15:00 | 7 | 106473 | 105940.9688 | 99.5% | 50000 | 49750.1567
1989-07-16 16:00 | 7 | 68807.1 | 68463.0469 | 99.5% | 50000 | 49749.9872
1989-07-16 17:00 | 7 | 21499.3 | 21391.7695 | 99.5% | 21499.3 | 21391.7695
1989-07-16 18:00 | 7 | 5554.88 | 5527.1084 | 99.5% | 5554.88 | 5527.1084
1989-07-16 19:00 | 7 | 0 | 0 | 0% | 0 | 0
1989-07-16 20:00 | 7 | 0 | 0 | 0% | 0 | 0
1989-07-16 21:00 | 7 | 0 | 0 | 0% | 0 | 0
1989-07-16 22:00 | 7 | 0 | 0 | 0% | 0 | 0
1989-07-16 23:00 | 7 | 0 | 0 | 0% | 0 | 0
1989-07-17 | 7 | 0 | 0 | 0% | 0 | 0
1989-07-17 01:00 | 7 | 0 | 0 | 0% | 0 | 0
1989-07-17 02:00 | 7 | 0 | 0 | 0% | 0 | 0
1989-07-17 03:00 | 7 | 0 | 0 | 0% | 0 | 0
1989-07-17 04:00 | 7 | 0 | 0 | 0% | 0 | 0
1989-07-17 05:00 | 7 | 4149.87 | 4129.1177 | 99.5% | 4149.87 | 4129.1177
1989-07-17 06:00 | 7 | 27144.6 | 27008.834 | 99.5% | 27144.6 | 27008.834
1989-07-17 07:00 | 7 | 37852.9 | 37663.6211 | 99.5% | 37852.9 | 37663.6211
1989-07-17 08:00 | 7 | 127600 | 126961.5703 | 99.5% | 50000 | 49749.8316
1989-07-17 09:00 | 7 | 160547 | 159744.1406 | 99.5% | 50000 | 49749.9613
1989-07-17 10:00 | 7 | 176600 | 175716.5781 | 99.5% | 50000 | 49749.8806
1989-07-17 11:00 | 7 | 184432 | 183509.5781 | 99.5% | 50000 | 49749.929
1989-07-17 12:00 | 7 | 188353 | 187411.4844 | 99.5% | 50000 | 49750.0662
1989-07-17 13:00 | 7 | 185242 | 184315.9062 | 99.5% | 50000 | 49750.0314
1989-07-17 14:00 | 7 | 162842 | 162027.625 | 99.5% | 50000 | 49749.9493
1989-07-17 15:00 | 7 | 107288 | 106751.8438 | 99.5% | 50000 | 49750.1322
1989-07-17 16:00 | 7 | 69545.9 | 69198.2109 | 99.5% | 50000 | 49750.0291
1989-07-17 17:00 | 7 | 20723 | 20619.3633 | 99.5% | 20723 | 20619.3633
1989-07-17 18:00 | 7 | 6340.15 | 6308.4536 | 99.5% | 6340.15 | 6308.4536
1989-07-17 19:00 | 7 | 0 | 0 | 0% | 0 | 0
1989-07-17 20:00 | 7 | 0 | 0 | 0% | 0 | 0
1989-07-17 21:00 | 7 | 0 | 0 | 0% | 0 | 0
1989-07-17 22:00 | 7 | 0 | 0 | 0% | 0 | 0
1989-07-17 23:00 | 7 | 0 | 0 | 0% | 0 | 0
1989-07-18 | 7 | 0 | 0 | 0% | 0 | 0
1989-07-18 01:00 | 7 | 0 | 0 | 0% | 0 | 0
1989-07-18 02:00 | 7 | 0 | 0 | 0% | 0 | 0
1989-07-18 03:00 | 7 | 0 | 0 | 0% | 0 | 0
1989-07-18 04:00 | 7 | 16.1143 | 16.0337 | 99.5% | 16.1143 | 16.0337
1989-07-18 05:00 | 7 | 4943.58 | 4918.8584 | 99.5% | 4943.58 | 4918.8584
1989-07-18 06:00 | 7 | 26871.9 | 26737.5176 | 99.5% | 26871.9 | 26737.5176
1989-07-18 07:00 | 7 | 55721.3 | 55442.7148 | 99.5% | 50000 | 49750.0192
1989-07-18 08:00 | 7 | 127753 | 127114.1094 | 99.5% | 50000 | 49749.9508
1989-07-18 09:00 | 7 | 157681 | 156892.3906 | 99.5% | 50000 | 49749.9352
1989-07-18 10:00 | 7 | 177557 | 176669.6875 | 99.5% | 50000 | 49750.1331
1989-07-18 11:00 | 7 | 183863 | 182943.4375 | 99.5% | 50000 | 49749.9327
1989-07-18 12:00 | 7 | 189600 | 188652.3281 | 99.5% | 50000 | 49750.0865
1989-07-18 13:00 | 7 | 186506 | 185573.3594 | 99.5% | 50000 | 49749.9703
1989-07-18 14:00 | 7 | 165902 | 165072.625 | 99.5% | 50000 | 49750.0407
1989-07-18 15:00 | 7 | 106082 | 105551.2891 | 99.5% | 50000 | 49749.8582
1989-07-18 16:00 | 7 | 69516.9 | 69169.2734 | 99.5% | 50000 | 49749.9697
1989-07-18 17:00 | 7 | 17571.9 | 17484.0488 | 99.5% | 17571.9 | 17484.0488
1989-07-18 18:00 | 7 | 4743.39 | 4719.6724 | 99.5% | 4743.39 | 4719.6724
1989-07-18 19:00 | 7 | 0 | 0 | 0% | 0 | 0
1989-07-18 20:00 | 7 | 0 | 0 | 0% | 0 | 0
1989-07-18 21:00 | 7 | 0 | 0 | 0% | 0 | 0
1989-07-18 22:00 | 7 | 0 | 0 | 0% | 0 | 0
1989-07-18 23:00 | 7 | 0 | 0 | 0% | 0 | 0
1989-07-19 | 7 | 0 | 0 | 0% | 0 | 0
1989-07-19 01:00 | 7 | 0 | 0 | 0% | 0 | 0
1989-07-19 02:00 | 7 | 0 | 0 | 0% | 0 | 0
1989-07-19 03:00 | 7 | 0 | 0 | 0% | 0 | 0
1989-07-19 04:00 | 7 | 0 | 0 | 0% | 0 | 0
1989-07-19 05:00 | 7 | 3114.18 | 3098.6057 | 99.5% | 3114.18 | 3098.6057
1989-07-19 06:00 | 7 | 19037.2 | 18941.9902 | 99.5% | 19037.2 | 18941.9902
1989-07-19 07:00 | 7 | 36211.3 | 36030.2227 | 99.5% | 36211.3 | 36030.2227
1989-07-19 08:00 | 7 | 127833 | 127194.0938 | 99.5% | 50000 | 49750.1012
1989-07-19 09:00 | 7 | 147116 | 146380.3594 | 99.5% | 50000 | 49749.9794
1989-07-19 10:00 | 7 | 158188 | 157397.2031 | 99.5% | 50000 | 49750.0452
1989-07-19 11:00 | 7 | 175534 | 174656.5625 | 99.5% | 50000 | 49750.0662
1989-07-19 12:00 | 7 | 182436 | 181523.4375 | 99.5% | 50000 | 49749.8952
1989-07-19 13:00 | 7 | 170462 | 169610.0938 | 99.5% | 50000 | 49750.1184
1989-07-19 14:00 | 7 | 147897 | 147157.9688 | 99.5% | 50000 | 49750.1534
1989-07-19 15:00 | 7 | 100205 | 99704.4141 | 99.5% | 50000 | 49750.2191
1989-07-19 16:00 | 7 | 65392.7 | 65065.7227 | 99.5% | 50000 | 49749.9894
1989-07-19 17:00 | 7 | 18536 | 18443.3066 | 99.5% | 18536 | 18443.3066
1989-07-19 18:00 | 7 | 4829.66 | 4805.5132 | 99.5% | 4829.66 | 4805.5132
1989-07-19 19:00 | 7 | 0 | 0 | 0% | 0 | 0
1989-07-19 20:00 | 7 | 0 | 0 | 0% | 0 | 0
1989-07-19 21:00 | 7 | 0 | 0 | 0% | 0 | 0
1989-07-19 22:00 | 7 | 0 | 0 | 0% | 0 | 0
1989-07-19 23:00 | 7 | 0 | 0 | 0% | 0 | 0
1989-07-20 | 7 | 0 | 0 | 0% | 0 | 0
1989-07-20 01:00 | 7 | 0 | 0 | 0% | 0 | 0
1989-07-20 02:00 | 7 | 0 | 0 | 0% | 0 | 0
1989-07-20 03:00 | 7 | 0 | 0 | 0% | 0 | 0
1989-07-20 04:00 | 7 | 0 | 0 | 0% | 0 | 0
1989-07-20 05:00 | 7 | 3665.87 | 3647.5374 | 99.5% | 3665.87 | 3647.5374
1989-07-20 06:00 | 7 | 38445.3 | 38253.0352 | 99.5% | 38445.3 | 38253.0352
1989-07-20 07:00 | 7 | 76964.8 | 76579.9766 | 99.5% | 50000 | 49750.0004
1989-07-20 08:00 | 7 | 102416 | 101904.3281 | 99.5% | 50000 | 49750.1992
1989-07-20 09:00 | 7 | 117862 | 117272.5078 | 99.5% | 50000 | 49749.9227
1989-07-20 10:00 | 7 | 121031 | 120426.2266 | 99.5% | 50000 | 49750.1576
1989-07-20 11:00 | 7 | 131872 | 131212.8594 | 99.5% | 50000 | 49750.0832
1989-07-20 12:00 | 7 | 60800.7 | 60496.668 | 99.5% | 50000 | 49749.9765
1989-07-20 13:00 | 7 | 173990 | 173119.8594 | 99.5% | 50000 | 49749.9452
1989-07-20 14:00 | 7 | 150308 | 149556.9062 | 99.5% | 50000 | 49750.1484
1989-07-20 15:00 | 7 | 100356 | 99853.7578 | 99.5% | 50000 | 49749.7697
1989-07-20 16:00 | 7 | 64939.2 | 64614.4961 | 99.5% | 50000 | 49749.9939
1989-07-20 17:00 | 7 | 21918.8 | 21809.2188 | 99.5% | 21918.8 | 21809.2188
1989-07-20 18:00 | 7 | 4839.44 | 4815.2427 | 99.5% | 4839.44 | 4815.2427
1989-07-20 19:00 | 7 | 0 | 0 | 0% | 0 | 0
1989-07-20 20:00 | 7 | 0 | 0 | 0% | 0 | 0
1989-07-20 21:00 | 7 | 0 | 0 | 0% | 0 | 0
1989-07-20 22:00 | 7 | 0 | 0 | 0% | 0 | 0
1989-07-20 23:00 | 7 | 0 | 0 | 0% | 0 | 0
1989-07-21 | 7 | 0 | 0 | 0% | 0 | 0
1989-07-21 01:00 | 7 | 0 | 0 | 0% | 0 | 0
1989-07-21 02:00 | 7 | 0 | 0 | 0% | 0 | 0
1989-07-21 03:00 | 7 | 0 | 0 | 0% | 0 | 0
1989-07-21 04:00 | 7 | 0 | 0 | 0% | 0 | 0
1989-07-21 05:00 | 7 | 3284.51 | 3268.0842 | 99.5% | 3284.51 | 3268.0842
1989-07-21 06:00 | 7 | 34409.4 | 34237.3945 | 99.5% | 34409.4 | 34237.3945
1989-07-21 07:00 | 7 | 23450 | 23332.7852 | 99.5% | 23450 | 23332.7852
1989-07-21 08:00 | 7 | 47886.8 | 47647.3867 | 99.5% | 47886.8 | 47647.3867
1989-07-21 09:00 | 7 | 69449.1 | 69101.8672 | 99.5% | 50000 | 49750.0091
1989-07-21 10:00 | 7 | 114349 | 113777.3828 | 99.5% | 50000 | 49750.0559
1989-07-21 11:00 | 7 | 139987 | 139286.6094 | 99.5% | 50000 | 49749.8373
1989-07-21 12:00 | 7 | 176371 | 175489.5156 | 99.5% | 50000 | 49750.1051
1989-07-21 13:00 | 7 | 170656 | 169802.7656 | 99.5% | 50000 | 49750.0134
1989-07-21 14:00 | 7 | 107951 | 107411.7109 | 99.5% | 50000 | 49750.2158
1989-07-21 15:00 | 7 | 93736.1 | 93267.4688 | 99.5% | 50000 | 49750.0263
1989-07-21 16:00 | 7 | 66468.2 | 66135.8984 | 99.5% | 50000 | 49750.0297
1989-07-21 17:00 | 7 | 20997.2 | 20892.2168 | 99.5% | 20997.2 | 20892.2168
1989-07-21 18:00 | 7 | 4520.74 | 4498.1333 | 99.5% | 4520.74 | 4498.1333
1989-07-21 19:00 | 7 | 0 | 0 | 0% | 0 | 0
1989-07-21 20:00 | 7 | 0 | 0 | 0% | 0 | 0
1989-07-21 21:00 | 7 | 0 | 0 | 0% | 0 | 0
1989-07-21 22:00 | 7 | 0 | 0 | 0% | 0 | 0
1989-07-21 23:00 | 7 | 0 | 0 | 0% | 0 | 0
1989-07-22 | 7 | 0 | 0 | 0% | 0 | 0
1989-07-22 01:00 | 7 | 0 | 0 | 0% | 0 | 0
1989-07-22 02:00 | 7 | 0 | 0 | 0% | 0 | 0
1989-07-22 03:00 | 7 | 0 | 0 | 0% | 0 | 0
1989-07-22 04:00 | 7 | 0 | 0 | 0% | 0 | 0
1989-07-22 05:00 | 7 | 4387 | 4365.0688 | 99.5% | 4387 | 4365.0688
1989-07-22 06:00 | 7 | 25002.7 | 24877.7012 | 99.5% | 25002.7 | 24877.7012
1989-07-22 07:00 | 7 | 45861.4 | 45632.0977 | 99.5% | 45861.4 | 45632.0977
1989-07-22 08:00 | 7 | 82585.8 | 82172.8672 | 99.5% | 50000 | 49749.9977
1989-07-22 09:00 | 7 | 148278 | 147536.2812 | 99.5% | 50000 | 49749.8891
1989-07-22 10:00 | 7 | 176009 | 175128.75 | 99.5% | 50000 | 49749.9418
1989-07-22 11:00 | 7 | 183811 | 182892.1719 | 99.5% | 50000 | 49750.0617
1989-07-22 12:00 | 7 | 189285 | 188339.0156 | 99.5% | 50000 | 49750.1164
1989-07-22 13:00 | 7 | 183407 | 182490.2969 | 99.5% | 50000 | 49750.0905
1989-07-22 14:00 | 7 | 163189 | 162372.9062 | 99.5% | 50000 | 49749.9544
1989-07-22 15:00 | 7 | 102469 | 101956.2578 | 99.5% | 50000 | 49749.8062
1989-07-22 16:00 | 7 | 70258.5 | 69907.2031 | 99.5% | 50000 | 49749.9969
1989-07-22 17:00 | 7 | 17387 | 17300.0254 | 99.5% | 17387 | 17300.0254
1989-07-22 18:00 | 7 | 4662.47 | 4639.1538 | 99.5% | 4662.47 | 4639.1538
1989-07-22 19:00 | 7 | 0 | 0 | 0% | 0 | 0
1989-07-22 20:00 | 7 | 0 | 0 | 0% | 0 | 0
1989-07-22 21:00 | 7 | 0 | 0 | 0% | 0 | 0
1989-07-22 22:00 | 7 | 0 | 0 | 0% | 0 | 0
1989-07-22 23:00 | 7 | 0 | 0 | 0% | 0 | 0
1989-07-23 | 7 | 0 | 0 | 0% | 0 | 0
1989-07-23 01:00 | 7 | 0 | 0 | 0% | 0 | 0
1989-07-23 02:00 | 7 | 0 | 0 | 0% | 0 | 0
1989-07-23 03:00 | 7 | 0 | 0 | 0% | 0 | 0
1989-07-23 04:00 | 7 | 0 | 0 | 0% | 0 | 0
1989-07-23 05:00 | 7 | 4409.42 | 4387.3745 | 99.5% | 4409.42 | 4387.3745
1989-07-23 06:00 | 7 | 38750.7 | 38556.9258 | 99.5% | 38750.7 | 38556.9258
1989-07-23 07:00 | 7 | 85867.8 | 85438.4922 | 99.5% | 50000 | 49750.0182
1989-07-23 08:00 | 7 | 127038 | 126402.8516 | 99.5% | 50000 | 49750.0164
1989-07-23 09:00 | 7 | 157254 | 156467.5938 | 99.5% | 50000 | 49749.9567
1989-07-23 10:00 | 7 | 178130 | 177238.9375 | 99.5% | 50000 | 49749.8842
1989-07-23 11:00 | 7 | 185028 | 184102.625 | 99.5% | 50000 | 49749.9365
1989-07-23 12:00 | 7 | 189313 | 188366.1094 | 99.5% | 50000 | 49749.914
1989-07-23 13:00 | 7 | 186587 | 185654.0781 | 99.5% | 50000 | 49750.0035
1989-07-23 14:00 | 7 | 158953 | 158157.9688 | 99.5% | 50000 | 49749.9162
1989-07-23 15:00 | 7 | 113051 | 112485.875 | 99.5% | 50000 | 49750.0575
1989-07-23 16:00 | 7 | 73309.8 | 72943.2969 | 99.5% | 50000 | 49750.0313
1989-07-23 17:00 | 7 | 19630.8 | 19532.6465 | 99.5% | 19630.8 | 19532.6465
1989-07-23 18:00 | 7 | 5690.54 | 5662.0923 | 99.5% | 5690.54 | 5662.0923
1989-07-23 19:00 | 7 | 0 | 0 | 0% | 0 | 0
1989-07-23 20:00 | 7 | 0 | 0 | 0% | 0 | 0
1989-07-23 21:00 | 7 | 0 | 0 | 0% | 0 | 0
1989-07-23 22:00 | 7 | 0 | 0 | 0% | 0 | 0
1989-07-23 23:00 | 7 | 0 | 0 | 0% | 0 | 0
1989-07-24 | 7 | 0 | 0 | 0% | 0 | 0
1989-07-24 01:00 | 7 | 0 | 0 | 0% | 0 | 0
1989-07-24 02:00 | 7 | 0 | 0 | 0% | 0 | 0
1989-07-24 03:00 | 7 | 0 | 0 | 0% | 0 | 0
1989-07-24 04:00 | 7 | 0 | 0 | 0% | 0 | 0
1989-07-24 05:00 | 7 | 4567.7 | 4544.8623 | 99.5% | 4567.7 | 4544.8623
1989-07-24 06:00 | 7 | 21260 | 21153.6895 | 99.5% | 21260 | 21153.6895
1989-07-24 07:00 | 7 | 31771.1 | 31612.2812 | 99.5% | 31771.1 | 31612.2812
1989-07-24 08:00 | 7 | 42010.8 | 41800.7617 | 99.5% | 42010.8 | 41800.7617
1989-07-24 09:00 | 7 | 57719.5 | 57430.8867 | 99.5% | 50000 | 49749.9863
1989-07-24 10:00 | 7 | 153267 | 152500.5 | 99.5% | 50000 | 49749.9462
1989-07-24 11:00 | 7 | 178918 | 178023.875 | 99.5% | 50000 | 49750.1299
1989-07-24 12:00 | 7 | 171939 | 171078.8906 | 99.5% | 50000 | 49749.8795
1989-07-24 13:00 | 7 | 171782 | 170923.5781 | 99.5% | 50000 | 49750.1421
1989-07-24 14:00 | 7 | 153001 | 152236.0156 | 99.5% | 50000 | 49750.0067
1989-07-24 15:00 | 7 | 86731.2 | 86297.5938 | 99.5% | 50000 | 49750.0287
1989-07-24 16:00 | 7 | 61386.9 | 61079.9492 | 99.5% | 50000 | 49749.9867
1989-07-24 17:00 | 7 | 22746.3 | 22632.5254 | 99.5% | 22746.3 | 22632.5254
1989-07-24 18:00 | 7 | 4349.76 | 4328.0073 | 99.5% | 4349.76 | 4328.0073
1989-07-24 19:00 | 7 | 0 | 0 | 0% | 0 | 0
1989-07-24 20:00 | 7 | 0 | 0 | 0% | 0 | 0
1989-07-24 21:00 | 7 | 0 | 0 | 0% | 0 | 0
1989-07-24 22:00 | 7 | 0 | 0 | 0% | 0 | 0
1989-07-24 23:00 | 7 | 0 | 0 | 0% | 0 | 0
1989-07-25 | 7 | 0 | 0 | 0% | 0 | 0
1989-07-25 01:00 | 7 | 0 | 0 | 0% | 0 | 0
1989-07-25 02:00 | 7 | 0 | 0 | 0% | 0 | 0
1989-07-25 03:00 | 7 | 0 | 0 | 0% | 0 | 0
1989-07-25 04:00 | 7 | 0 | 0 | 0% | 0 | 0
1989-07-25 05:00 | 7 | 2732.38 | 2718.7185 | 99.5% | 2732.38 | 2718.7185
1989-07-25 06:00 | 7 | 13720.5 | 13651.9434 | 99.5% | 13720.5 | 13651.9434
1989-07-25 07:00 | 7 | 37438.2 | 37251.0117 | 99.5% | 37438.2 | 37251.0117
1989-07-25 08:00 | 7 | 53150.8 | 52885.0625 | 99.5% | 50000 | 49750.0155
1989-07-25 09:00 | 7 | 128076 | 127435.5938 | 99.5% | 50000 | 49749.9898
1989-07-25 10:00 | 7 | 173302 | 172435.8438 | 99.5% | 50000 | 49750.1021
1989-07-25 11:00 | 7 | 181946 | 181036.3281 | 99.5% | 50000 | 49750.016
1989-07-25 12:00 | 7 | 187242 | 186305.4844 | 99.5% | 50000 | 49749.9184
1989-07-25 13:00 | 7 | 179835 | 178935.625 | 99.5% | 50000 | 49749.9444
1989-07-25 14:00 | 7 | 156934 | 156149.0156 | 99.5% | 50000 | 49749.8998
1989-07-25 15:00 | 7 | 102740 | 102226.7578 | 99.5% | 50000 | 49750.2228
1989-07-25 16:00 | 7 | 69952.1 | 69602.3281 | 99.5% | 50000 | 49749.9919
1989-07-25 17:00 | 7 | 20518.6 | 20416.0156 | 99.5% | 20518.6 | 20416.0156
1989-07-25 18:00 | 7 | 4995.31 | 4970.3359 | 99.5% | 4995.31 | 4970.3359
1989-07-25 19:00 | 7 | 0 | 0 | 0% | 0 | 0
1989-07-25 20:00 | 7 | 0 | 0 | 0% | 0 | 0
1989-07-25 21:00 | 7 | 0 | 0 | 0% | 0 | 0
1989-07-25 22:00 | 7 | 0 | 0 | 0% | 0 | 0
1989-07-25 23:00 | 7 | 0 | 0 | 0% | 0 | 0
1989-07-26 | 7 | 0 | 0 | 0% | 0 | 0
1989-07-26 01:00 | 7 | 0 | 0 | 0% | 0 | 0
1989-07-26 02:00 | 7 | 0 | 0 | 0% | 0 | 0
1989-07-26 03:00 | 7 | 0 | 0 | 0% | 0 | 0
1989-07-26 04:00 | 7 | 0 | 0 | 0% | 0 | 0
1989-07-26 05:00 | 7 | 2372.6 | 2360.7334 | 99.5% | 2372.6 | 2360.7334
1989-07-26 06:00 | 7 | 28264.9 | 28123.5938 | 99.5% | 28264.9 | 28123.5938
1989-07-26 07:00 | 7 | 39105.8 | 38910.2227 | 99.5% | 39105.8 | 38910.2227
1989-07-26 08:00 | 7 | 101905 | 101395.7109 | 99.5% | 50000 | 49750.1158
1989-07-26 09:00 | 7 | 144737 | 144013.6562 | 99.5% | 50000 | 49750.1179
1989-07-26 10:00 | 7 | 165788 | 164959.0781 | 99.5% | 50000 | 49750.0055
1989-07-26 11:00 | 7 | 182425 | 181513.0469 | 99.5% | 50000 | 49750.0471
1989-07-26 12:00 | 7 | 186606 | 185673.4062 | 99.5% | 50000 | 49750.1169
1989-07-26 13:00 | 7 | 174041 | 173171.2344 | 99.5% | 50000 | 49750.1262
1989-07-26 14:00 | 7 | 151910 | 151150.875 | 99.5% | 50000 | 49750.1399
1989-07-26 15:00 | 7 | 99038.5 | 98543.3516 | 99.5% | 50000 | 49750.0222
1989-07-26 16:00 | 7 | 70392.5 | 70040.5 | 99.5% | 50000 | 49749.9734
1989-07-26 17:00 | 7 | 23136.1 | 23020.3828 | 99.5% | 23136.1 | 23020.3828
1989-07-26 18:00 | 7 | 4457.14 | 4434.8574 | 99.5% | 4457.14 | 4434.8574
1989-07-26 19:00 | 7 | 0 | 0 | 0% | 0 | 0
1989-07-26 20:00 | 7 | 0 | 0 | 0% | 0 | 0
1989-07-26 21:00 | 7 | 0 | 0 | 0% | 0 | 0
1989-07-26 22:00 | 7 | 0 | 0 | 0% | 0 | 0
1989-07-26 23:00 | 7 | 0 | 0 | 0% | 0 | 0
1989-07-27 | 7 | 0 | 0 | 0% | 0 | 0
1989-07-27 01:00 | 7 | 0 | 0 | 0% | 0 | 0
1989-07-27 02:00 | 7 | 0 | 0 | 0% | 0 | 0
1989-07-27 03:00 | 7 | 0 | 0 | 0% | 0 | 0
1989-07-27 04:00 | 7 | 0 | 0 | 0% | 0 | 0
1989-07-27 05:00 | 7 | 3834 | 3814.8308 | 99.5% | 3834 | 3814.8308
1989-07-27 06:00 | 7 | 17901.7 | 17812.1426 | 99.5% | 17901.7 | 17812.1426
1989-07-27 07:00 | 7 | 39802.1 | 39603.1016 | 99.5% | 39802.1 | 39603.1016
1989-07-27 08:00 | 7 | 49420.7 | 49173.6055 | 99.5% | 49420.7 | 49173.6055
1989-07-27 09:00 | 7 | 144735 | 144011.2969 | 99.5% | 50000 | 49749.9903
1989-07-27 10:00 | 7 | 176649 | 175765.5781 | 99.5% | 50000 | 49749.9499
1989-07-27 11:00 | 7 | 181136 | 180230.75 | 99.5% | 50000 | 49750.1187
1989-07-27 12:00 | 7 | 188125 | 187184.7188 | 99.5% | 50000 | 49750.0914
1989-07-27 13:00 | 7 | 182499 | 181586.4219 | 99.5% | 50000 | 49749.9772
1989-07-27 14:00 | 7 | 163504 | 162686.3125 | 99.5% | 50000 | 49749.9488
1989-07-27 15:00 | 7 | 101042 | 100536.9297 | 99.5% | 50000 | 49750.0691
1989-07-27 16:00 | 7 | 69752.8 | 69404.0234 | 99.5% | 50000 | 49749.991
1989-07-27 17:00 | 7 | 17214.4 | 17128.3555 | 99.5% | 17214.4 | 17128.3555
1989-07-27 18:00 | 7 | 4075.6 | 4055.2183 | 99.5% | 4075.6 | 4055.2183
1989-07-27 19:00 | 7 | 0 | 0 | 0% | 0 | 0
1989-07-27 20:00 | 7 | 0 | 0 | 0% | 0 | 0
1989-07-27 21:00 | 7 | 0 | 0 | 0% | 0 | 0
1989-07-27 22:00 | 7 | 0 | 0 | 0% | 0 | 0
1989-07-27 23:00 | 7 | 0 | 0 | 0% | 0 | 0
1989-07-28 | 7 | 0 | 0 | 0% | 0 | 0
1989-07-28 01:00 | 7 | 0 | 0 | 0% | 0 | 0
1989-07-28 02:00 | 7 | 0 | 0 | 0% | 0 | 0
1989-07-28 03:00 | 7 | 0 | 0 | 0% | 0 | 0
1989-07-28 04:00 | 7 | 0 | 0 | 0% | 0 | 0
1989-07-28 05:00 | 7 | 5127.29 | 5101.6543 | 99.5% | 5127.29 | 5101.6543
1989-07-28 06:00 | 7 | 37417.8 | 37230.7148 | 99.5% | 37417.8 | 37230.7148
1989-07-28 07:00 | 7 | 82784.4 | 82370.5 | 99.5% | 50000 | 49750.0133
1989-07-28 08:00 | 7 | 124186 | 123565.3984 | 99.5% | 50000 | 49750.1322
1989-07-28 09:00 | 7 | 154470 | 153697.75 | 99.5% | 50000 | 49750.0324
1989-07-28 10:00 | 7 | 175517 | 174639.8906 | 99.5% | 50000 | 49750.1355
1989-07-28 11:00 | 7 | 181723 | 180814.7656 | 99.5% | 50000 | 49750.1047
1989-07-28 12:00 | 7 | 178902 | 178007.3906 | 99.5% | 50000 | 49749.9722
1989-07-28 13:00 | 7 | 182093 | 181182.5 | 99.5% | 50000 | 49749.9904
1989-07-28 14:00 | 7 | 161559 | 160750.9219 | 99.5% | 50000 | 49749.9124
1989-07-28 15:00 | 7 | 97358.8 | 96871.9531 | 99.5% | 50000 | 49749.9728
1989-07-28 16:00 | 7 | 64963.6 | 64638.8125 | 99.5% | 50000 | 49750.0235
1989-07-28 17:00 | 7 | 16092.7 | 16012.2227 | 99.5% | 16092.7 | 16012.2227
1989-07-28 18:00 | 7 | 4136.47 | 4115.79 | 99.5% | 4136.47 | 4115.79
1989-07-28 19:00 | 7 | 0 | 0 | 0% | 0 | 0
1989-07-28 20:00 | 7 | 0 | 0 | 0% | 0 | 0
1989-07-28 21:00 | 7 | 0 | 0 | 0% | 0 | 0
1989-07-28 22:00 | 7 | 0 | 0 | 0% | 0 | 0
1989-07-28 23:00 | 7 | 0 | 0 | 0% | 0 | 0
1989-07-29 | 7 | 0 | 0 | 0% | 0 | 0
1989-07-29 01:00 | 7 | 0 | 0 | 0% | 0 | 0
1989-07-29 02:00 | 7 | 0 | 0 | 0% | 0 | 0
1989-07-29 03:00 | 7 | 0 | 0 | 0% | 0 | 0
1989-07-29 04:00 | 7 | 0 | 0 | 0% | 0 | 0
1989-07-29 05:00 | 7 | 3445.78 | 3428.5508 | 99.5% | 3445.78 | 3428.5508
1989-07-29 06:00 | 7 | 23001 | 22886 | 99.5% | 23001 | 22886
1989-07-29 07:00 | 7 | 52898.2 | 52633.7031 | 99.5% | 50000 | 49749.9944
1989-07-29 08:00 | 7 | 117763 | 117174.2344 | 99.5% | 50000 | 49750.021
1989-07-29 09:00 | 7 | 149160 | 148414.3281 | 99.5% | 50000 | 49750.0429
1989-07-29 10:00 | 7 | 168804 | 167959.9688 | 99.5% | 50000 | 49749.9967
1989-07-29 11:00 | 7 | 180356 | 179454.2188 | 99.5% | 50000 | 49749.9997
1989-07-29 12:00 | 7 | 185257 | 184330.3594 | 99.5% | 50000 | 49749.904
1989-07-29 13:00 | 7 | 176158 | 175277.4531 | 99.5% | 50000 | 49750.069
1989-07-29 14:00 | 7 | 155997 | 155216.9531 | 99.5% | 50000 | 49749.9802
1989-07-29 15:00 | 7 | 100980 | 100475.25 | 99.5% | 50000 | 49750.0743
1989-07-29 16:00 | 7 | 67273.6 | 66937.2109 | 99.5% | 50000 | 49749.9843
1989-07-29 17:00 | 7 | 20984.2 | 20879.2832 | 99.5% | 20984.2 | 20879.2832
1989-07-29 18:00 | 7 | 3855.6 | 3836.3184 | 99.5% | 3855.6 | 3836.3184
1989-07-29 19:00 | 7 | 0 | 0 | 0% | 0 | 0
1989-07-29 20:00 | 7 | 0 | 0 | 0% | 0 | 0
1989-07-29 21:00 | 7 | 0 | 0 | 0% | 0 | 0
1989-07-29 22:00 | 7 | 0 | 0 | 0% | 0 | 0
1989-07-29 23:00 | 7 | 0 | 0 | 0% | 0 | 0
1989-07-30 | 7 | 0 | 0 | 0% | 0 | 0
1989-07-30 01:00 | 7 | 0 | 0 | 0% | 0 | 0
1989-07-30 02:00 | 7 | 0 | 0 | 0% | 0 | 0
1989-07-30 03:00 | 7 | 0 | 0 | 0% | 0 | 0
1989-07-30 04:00 | 7 | 0 | 0 | 0% | 0 | 0
1989-07-30 05:00 | 7 | 5234.96 | 5208.7812 | 99.5% | 5234.96 | 5208.7812
1989-07-30 06:00 | 7 | 23717.1 | 23598.502 | 99.5% | 23717.1 | 23598.502
1989-07-30 07:00 | 7 | 61336.3 | 61029.6523 | 99.5% | 50000 | 49750.0276
1989-07-30 08:00 | 7 | 121153 | 120547.5234 | 99.5% | 50000 | 49750.119
1989-07-30 09:00 | 7 | 148663 | 147919.6562 | 99.5% | 50000 | 49749.9903
1989-07-30 10:00 | 7 | 169378 | 168530.8906 | 99.5% | 50000 | 49749.9352
1989-07-30 11:00 | 7 | 176811 | 175926.7188 | 99.5% | 50000 | 49749.936
1989-07-30 12:00 | 7 | 185069 | 184144.0938 | 99.5% | 50000 | 49750.1185
1989-07-30 13:00 | 7 | 168470 | 167627.8906 | 99.5% | 50000 | 49750.0714
1989-07-30 14:00 | 7 | 145923 | 145193.75 | 99.5% | 50000 | 49750.1251
1989-07-30 15:00 | 7 | 99686.5 | 99188.0234 | 99.5% | 50000 | 49749.9779
1989-07-30 16:00 | 7 | 66818.6 | 66484.5 | 99.5% | 50000 | 49749.9948
1989-07-30 17:00 | 7 | 17171.2 | 17085.3223 | 99.5% | 17171.2 | 17085.3223
1989-07-30 18:00 | 7 | 3734.27 | 3715.5947 | 99.5% | 3734.27 | 3715.5947
1989-07-30 19:00 | 7 | 0 | 0 | 0% | 0 | 0
1989-07-30 20:00 | 7 | 0 | 0 | 0% | 0 | 0
1989-07-30 21:00 | 7 | 0 | 0 | 0% | 0 | 0
1989-07-30 22:00 | 7 | 0 | 0 | 0% | 0 | 0
1989-07-30 23:00 | 7 | 0 | 0 | 0% | 0 | 0
1989-07-31 | 7 | 0 | 0 | 0% | 0 | 0
1989-07-31 01:00 | 7 | 0 | 0 | 0% | 0 | 0
1989-07-31 02:00 | 7 | 0 | 0 | 0% | 0 | 0
1989-07-31 03:00 | 7 | 0 | 0 | 0% | 0 | 0
1989-07-31 04:00 | 7 | 0 | 0 | 0% | 0 | 0
1989-07-31 05:00 | 7 | 4154.05 | 4133.2812 | 99.5% | 4154.05 | 4133.2812
1989-07-31 06:00 | 7 | 22077.8 | 21967.3633 | 99.5% | 22077.8 | 21967.3633
1989-07-31 07:00 | 7 | 75797.3 | 75418.3047 | 99.5% | 50000 | 49749.9942
1989-07-31 08:00 | 7 | 118373 | 117781.2031 | 99.5% | 50000 | 49750.0288
1989-07-31 09:00 | 7 | 150238 | 149487.0156 | 99.5% | 50000 | 49750.0684
1989-07-31 10:00 | 7 | 171034 | 170178.5938 | 99.5% | 50000 | 49749.9309
1989-07-31 11:00 | 7 | 179880 | 178980.8125 | 99.5% | 50000 | 49750.0591
1989-07-31 12:00 | 7 | 185226 | 184300.3594 | 99.5% | 50000 | 49750.1321
1989-07-31 13:00 | 7 | 178498 | 177605.6562 | 99.5% | 50000 | 49750.041
1989-07-31 14:00 | 7 | 157456 | 156668.6094 | 99.5% | 50000 | 49749.9649
1989-07-31 15:00 | 7 | 100304 | 99802.7656 | 99.5% | 50000 | 49750.1424
1989-07-31 16:00 | 7 | 67343.3 | 67006.5781 | 99.5% | 50000 | 49749.996
1989-07-31 17:00 | 7 | 20698.5 | 20594.9746 | 99.5% | 20698.5 | 20594.9746
1989-07-31 18:00 | 7 | 4146.16 | 4125.4277 | 99.5% | 4146.16 | 4125.4277
1989-07-31 19:00 | 7 | 0 | 0 | 0% | 0 | 0
1989-07-31 20:00 | 7 | 0 | 0 | 0% | 0 | 0
1989-07-31 21:00 | 7 | 0 | 0 | 0% | 0 | 0
1989-07-31 22:00 | 7 | 0 | 0 | 0% | 0 | 0
1989-07-31 23:00 | 7 | 0 | 0 | 0% | 0 | 0
1978-08-01 | 8 | 0 | 0 | 0% | 0 | 0
1978-08-01 01:00 | 8 | 0 | 0 | 0% | 0 | 0
1978-08-01 02:00 | 8 | 0 | 0 | 0% | 0 | 0
1978-08-01 03:00 | 8 | 0 | 0 | 0% | 0 | 0
1978-08-01 04:00 | 8 | 0 | 0 | 0% | 0 | 0
1978-08-01 05:00 | 8 | 1806.1 | 1797.0707 | 99.5% | 1806.1 | 1797.0707
1978-08-01 06:00 | 8 | 18077.9 | 17987.5078 | 99.5% | 18077.9 | 17987.5078
1978-08-01 07:00 | 8 | 55270.8 | 54994.4531 | 99.5% | 50000 | 49750.0064
1978-08-01 08:00 | 8 | 112182 | 111621.2344 | 99.5% | 50000 | 49750.0643
1978-08-01 09:00 | 8 | 154889 | 154114.6406 | 99.5% | 50000 | 49750.0276
1978-08-01 10:00 | 8 | 164328 | 163506.7188 | 99.5% | 50000 | 49750.1092
1978-08-01 11:00 | 8 | 173353 | 172485.8594 | 99.5% | 50000 | 49749.8917
1978-08-01 12:00 | 8 | 184575 | 183652.3281 | 99.5% | 50000 | 49750.055
1978-08-01 13:00 | 8 | 175246 | 174369.2812 | 99.5% | 50000 | 49749.8606
1978-08-01 14:00 | 8 | 149542 | 148794.375 | 99.5% | 50000 | 49750.0284
1978-08-01 15:00 | 8 | 98927.1 | 98432.4609 | 99.5% | 50000 | 49749.9982
1978-08-01 16:00 | 8 | 67924.9 | 67585.2344 | 99.5% | 50000 | 49749.9697
1978-08-01 17:00 | 8 | 18847.8 | 18753.5996 | 99.5% | 18847.8 | 18753.5996
1978-08-01 18:00 | 8 | 3485.81 | 3468.3855 | 99.5% | 3485.81 | 3468.3855
1978-08-01 19:00 | 8 | 0 | 0 | 0% | 0 | 0
1978-08-01 20:00 | 8 | 0 | 0 | 0% | 0 | 0
1978-08-01 21:00 | 8 | 0 | 0 | 0% | 0 | 0
1978-08-01 22:00 | 8 | 0 | 0 | 0% | 0 | 0
1978-08-01 23:00 | 8 | 0 | 0 | 0% | 0 | 0
1978-08-02 | 8 | 0 | 0 | 0% | 0 | 0
1978-08-02 01:00 | 8 | 0 | 0 | 0% | 0 | 0
1978-08-02 02:00 | 8 | 0 | 0 | 0% | 0 | 0
1978-08-02 03:00 | 8 | 0 | 0 | 0% | 0 | 0
1978-08-02 04:00 | 8 | 0 | 0 | 0% | 0 | 0
1978-08-02 05:00 | 8 | 4827.84 | 4803.7046 | 99.5% | 4827.84 | 4803.7046
1978-08-02 06:00 | 8 | 16782.2 | 16698.2793 | 99.5% | 16782.2 | 16698.2793
1978-08-02 07:00 | 8 | 57698.2 | 57409.7344 | 99.5% | 50000 | 49750.022
1978-08-02 08:00 | 8 | 91296.9 | 90840.4531 | 99.5% | 50000 | 49750.0206
1978-08-02 09:00 | 8 | 145492 | 144764.9062 | 99.5% | 50000 | 49750.1259
1978-08-02 10:00 | 8 | 161166 | 160360.0312 | 99.5% | 50000 | 49749.957
1978-08-02 11:00 | 8 | 163559 | 162740.9844 | 99.5% | 50000 | 49749.9326
1978-08-02 12:00 | 8 | 175880 | 175001.0312 | 99.5% | 50000 | 49750.1226
1978-08-02 13:00 | 8 | 147187 | 146450.9531 | 99.5% | 50000 | 49749.962
1978-08-02 14:00 | 8 | 143176 | 142460.5156 | 99.5% | 50000 | 49750.1382
1978-08-02 15:00 | 8 | 62820.6 | 62506.4492 | 99.5% | 50000 | 49749.962
1978-08-02 16:00 | 8 | 52342.6 | 52080.8477 | 99.5% | 50000 | 49749.9624
1978-08-02 17:00 | 8 | 21026.4 | 20921.2852 | 99.5% | 21026.4 | 20921.2852
1978-08-02 18:00 | 8 | 3206.21 | 3190.179 | 99.5% | 3206.21 | 3190.179
1978-08-02 19:00 | 8 | 0 | 0 | 0% | 0 | 0
1978-08-02 20:00 | 8 | 0 | 0 | 0% | 0 | 0
1978-08-02 21:00 | 8 | 0 | 0 | 0% | 0 | 0
1978-08-02 22:00 | 8 | 0 | 0 | 0% | 0 | 0
1978-08-02 23:00 | 8 | 0 | 0 | 0% | 0 | 0
1978-08-03 | 8 | 0 | 0 | 0% | 0 | 0
1978-08-03 01:00 | 8 | 0 | 0 | 0% | 0 | 0
1978-08-03 02:00 | 8 | 0 | 0 | 0% | 0 | 0
1978-08-03 03:00 | 8 | 0 | 0 | 0% | 0 | 0
1978-08-03 04:00 | 8 | 0 | 0 | 0% | 0 | 0
1978-08-03 05:00 | 8 | 6668.34 | 6634.999 | 99.5% | 6668.34 | 6634.999
1978-08-03 06:00 | 8 | 17653.1 | 17564.7871 | 99.5% | 17653.1 | 17564.7871
1978-08-03 07:00 | 8 | 50465.1 | 50212.7422 | 99.5% | 50000 | 49749.968
1978-08-03 08:00 | 8 | 72237.2 | 71876.0312 | 99.5% | 50000 | 49750.0119
1978-08-03 09:00 | 8 | 106606 | 106072.7969 | 99.5% | 50000 | 49749.9188
1978-08-03 10:00 | 8 | 142510 | 141797.7969 | 99.5% | 50000 | 49750.1217
1978-08-03 11:00 | 8 | 142308 | 141596.4531 | 99.5% | 50000 | 49749.9976
1978-08-03 12:00 | 8 | 183504 | 182586.3438 | 99.5% | 50000 | 49749.9629
1978-08-03 13:00 | 8 | 166141 | 165310.0938 | 99.5% | 50000 | 49749.9394
1978-08-03 14:00 | 8 | 145231 | 144504.9375 | 99.5% | 50000 | 49750.0318
1978-08-03 15:00 | 8 | 96496.5 | 96013.9688 | 99.5% | 50000 | 49749.9747
1978-08-03 16:00 | 8 | 63491.5 | 63174.0547 | 99.5% | 50000 | 49750.0096
1978-08-03 17:00 | 8 | 10819.2 | 10765.124 | 99.5% | 10819.2 | 10765.124
1978-08-03 18:00 | 8 | 3456.14 | 3438.8582 | 99.5% | 3456.14 | 3438.8582
1978-08-03 19:00 | 8 | 0 | 0 | 0% | 0 | 0
1978-08-03 20:00 | 8 | 0 | 0 | 0% | 0 | 0
1978-08-03 21:00 | 8 | 0 | 0 | 0% | 0 | 0
1978-08-03 22:00 | 8 | 0 | 0 | 0% | 0 | 0
1978-08-03 23:00 | 8 | 0 | 0 | 0% | 0 | 0
1978-08-04 | 8 | 0 | 0 | 0% | 0 | 0
1978-08-04 01:00 | 8 | 0 | 0 | 0% | 0 | 0
1978-08-04 02:00 | 8 | 0 | 0 | 0% | 0 | 0
1978-08-04 03:00 | 8 | 0 | 0 | 0% | 0 | 0
1978-08-04 04:00 | 8 | 0 | 0 | 0% | 0 | 0
1978-08-04 05:00 | 8 | 3748.06 | 3729.3184 | 99.5% | 3748.06 | 3729.3184
1978-08-04 06:00 | 8 | 25015.2 | 24890.1348 | 99.5% | 25015.2 | 24890.1348
1978-08-04 07:00 | 8 | 66042.8 | 65712.5781 | 99.5% | 50000 | 49749.994
1978-08-04 08:00 | 8 | 101570 | 101061.7031 | 99.5% | 50000 | 49749.78
1978-08-04 09:00 | 8 | 148065 | 147324.5312 | 99.5% | 50000 | 49749.9515
1978-08-04 10:00 | 8 | 133454 | 132786.6562 | 99.5% | 50000 | 49749.9724
1978-08-04 11:00 | 8 | 174702 | 173828.7031 | 99.5% | 50000 | 49750.061
1978-08-04 12:00 | 8 | 161034 | 160229.0156 | 99.5% | 50000 | 49750.0576
1978-08-04 13:00 | 8 | 168833 | 167989.1875 | 99.5% | 50000 | 49750.1044
1978-08-04 14:00 | 8 | 152043 | 151283.1719 | 99.5% | 50000 | 49750.1272
1978-08-04 15:00 | 8 | 93808.8 | 93339.7891 | 99.5% | 50000 | 49750.0176
1978-08-04 16:00 | 8 | 54697.1 | 54423.6484 | 99.5% | 50000 | 49750.031
1978-08-04 17:00 | 8 | 21531.7 | 21424.0625 | 99.5% | 21531.7 | 21424.0625
1978-08-04 18:00 | 8 | 4444.1 | 4421.8804 | 99.5% | 4444.1 | 4421.8804
1978-08-04 19:00 | 8 | 0 | 0 | 0% | 0 | 0
1978-08-04 20:00 | 8 | 0 | 0 | 0% | 0 | 0
1978-08-04 21:00 | 8 | 0 | 0 | 0% | 0 | 0
1978-08-04 22:00 | 8 | 0 | 0 | 0% | 0 | 0
1978-08-04 23:00 | 8 | 0 | 0 | 0% | 0 | 0
1978-08-05 | 8 | 0 | 0 | 0% | 0 | 0
1978-08-05 01:00 | 8 | 0 | 0 | 0% | 0 | 0
1978-08-05 02:00 | 8 | 0 | 0 | 0% | 0 | 0
1978-08-05 03:00 | 8 | 0 | 0 | 0% | 0 | 0
1978-08-05 04:00 | 8 | 0 | 0 | 0% | 0 | 0
1978-08-05 05:00 | 8 | 3860.27 | 3840.9658 | 99.5% | 3860.27 | 3840.9658
1978-08-05 06:00 | 8 | 32246.3 | 32085.0527 | 99.5% | 32246.3 | 32085.0527
1978-08-05 07:00 | 8 | 78704.5 | 78311 | 99.5% | 50000 | 49750.0143
1978-08-05 08:00 | 8 | 120564 | 119961.0859 | 99.5% | 50000 | 49749.961
1978-08-05 09:00 | 8 | 150432 | 149680.1719 | 99.5% | 50000 | 49750.1103
1978-08-05 10:00 | 8 | 169380 | 168532.6406 | 99.5% | 50000 | 49749.8644
1978-08-05 11:00 | 8 | 179605 | 178707.1094 | 99.5% | 50000 | 49750.0374
1978-08-05 12:00 | 8 | 183956 | 183036.4062 | 99.5% | 50000 | 49750.0506
1978-08-05 13:00 | 8 | 175940 | 175060.0781 | 99.5% | 50000 | 49749.9369
1978-08-05 14:00 | 8 | 155145 | 154369.2812 | 99.5% | 50000 | 49750.002
1978-08-05 15:00 | 8 | 94025.6 | 93555.4609 | 99.5% | 50000 | 49749.9941
1978-08-05 16:00 | 8 | 66154.6 | 65823.8203 | 99.5% | 50000 | 49749.9949
1978-08-05 17:00 | 8 | 19792.3 | 19693.3223 | 99.5% | 19792.3 | 19693.3223
1978-08-05 18:00 | 8 | 3292.91 | 3276.448 | 99.5% | 3292.91 | 3276.448
1978-08-05 19:00 | 8 | 0 | 0 | 0% | 0 | 0
1978-08-05 20:00 | 8 | 0 | 0 | 0% | 0 | 0
1978-08-05 21:00 | 8 | 0 | 0 | 0% | 0 | 0
1978-08-05 22:00 | 8 | 0 | 0 | 0% | 0 | 0
1978-08-05 23:00 | 8 | 0 | 0 | 0% | 0 | 0
1978-08-06 | 8 | 0 | 0 | 0% | 0 | 0
1978-08-06 01:00 | 8 | 0 | 0 | 0% | 0 | 0
1978-08-06 02:00 | 8 | 0 | 0 | 0% | 0 | 0
1978-08-06 03:00 | 8 | 0 | 0 | 0% | 0 | 0
1978-08-06 04:00 | 8 | 0 | 0 | 0% | 0 | 0
1978-08-06 05:00 | 8 | 4591.27 | 4568.311 | 99.5% | 4591.27 | 4568.311
1978-08-06 06:00 | 8 | 27665.4 | 27527.0273 | 99.5% | 27665.4 | 27527.0273
1978-08-06 07:00 | 8 | 67379.3 | 67042.3906 | 99.5% | 50000 | 49749.9904
1978-08-06 08:00 | 8 | 108818 | 108274.1016 | 99.5% | 50000 | 49750.088
1978-08-06 09:00 | 8 | 151623 | 150864.8438 | 99.5% | 50000 | 49749.9864
1978-08-06 10:00 | 8 | 169789 | 168939.6094 | 99.5% | 50000 | 49749.8688
1978-08-06 11:00 | 8 | 179994 | 179093.7812 | 99.5% | 50000 | 49749.9309
1978-08-06 12:00 | 8 | 184127 | 183206.3281 | 99.5% | 50000 | 49749.99
1978-08-06 13:00 | 8 | 174257 | 173385.25 | 99.5% | 50000 | 49749.8666
1978-08-06 14:00 | 8 | 152248 | 151487.2656 | 99.5% | 50000 | 49750.1661
1978-08-06 15:00 | 8 | 92437.6 | 91975.3906 | 99.5% | 50000 | 49749.9884
1978-08-06 16:00 | 8 | 65508.8 | 65181.2188 | 99.5% | 50000 | 49749.9716
1978-08-06 17:00 | 8 | 20668.6 | 20565.2559 | 99.5% | 20668.6 | 20565.2559
1978-08-06 18:00 | 8 | 2769.81 | 2755.9563 | 99.5% | 2769.81 | 2755.9563
1978-08-06 19:00 | 8 | 0 | 0 | 0% | 0 | 0
1978-08-06 20:00 | 8 | 0 | 0 | 0% | 0 | 0
1978-08-06 21:00 | 8 | 0 | 0 | 0% | 0 | 0
1978-08-06 22:00 | 8 | 0 | 0 | 0% | 0 | 0
1978-08-06 23:00 | 8 | 0 | 0 | 0% | 0 | 0
1978-08-07 | 8 | 0 | 0 | 0% | 0 | 0
1978-08-07 01:00 | 8 | 0 | 0 | 0% | 0 | 0
1978-08-07 02:00 | 8 | 0 | 0 | 0% | 0 | 0
1978-08-07 03:00 | 8 | 0 | 0 | 0% | 0 | 0
1978-08-07 04:00 | 8 | 0 | 0 | 0% | 0 | 0
1978-08-07 05:00 | 8 | 5149.74 | 5123.9897 | 99.5% | 5149.74 | 5123.9897
1978-08-07 06:00 | 8 | 24490.6 | 24368.1953 | 99.5% | 24490.6 | 24368.1953
1978-08-07 07:00 | 8 | 73828.8 | 73459.6484 | 99.5% | 50000 | 49749.9949
1978-08-07 08:00 | 8 | 113533 | 112965.7344 | 99.5% | 50000 | 49750.1759
1978-08-07 09:00 | 8 | 148817 | 148073.3906 | 99.5% | 50000 | 49750.1598
1978-08-07 10:00 | 8 | 167588 | 166750.2969 | 99.5% | 50000 | 49750.0707
1978-08-07 11:00 | 8 | 178597 | 177703.625 | 99.5% | 50000 | 49749.8908
1978-08-07 12:00 | 8 | 184097 | 183176.0781 | 99.5% | 50000 | 49749.8813
1978-08-07 13:00 | 8 | 175002 | 174126.5469 | 99.5% | 50000 | 49749.8734
1978-08-07 14:00 | 8 | 153922 | 153151.9531 | 99.5% | 50000 | 49749.8581
1978-08-07 15:00 | 8 | 93650.5 | 93182.2734 | 99.5% | 50000 | 49750.0138
1978-08-07 16:00 | 8 | 63190.3 | 62874.3555 | 99.5% | 50000 | 49750.0055
1978-08-07 17:00 | 8 | 21120.9 | 21015.3359 | 99.5% | 21120.9 | 21015.3359
1978-08-07 18:00 | 8 | 2181.77 | 2170.8611 | 99.5% | 2181.77 | 2170.8611
1978-08-07 19:00 | 8 | 0 | 0 | 0% | 0 | 0
1978-08-07 20:00 | 8 | 0 | 0 | 0% | 0 | 0
1978-08-07 21:00 | 8 | 0 | 0 | 0% | 0 | 0
1978-08-07 22:00 | 8 | 0 | 0 | 0% | 0 | 0
1978-08-07 23:00 | 8 | 0 | 0 | 0% | 0 | 0
1978-08-08 | 8 | 0 | 0 | 0% | 0 | 0
1978-08-08 01:00 | 8 | 0 | 0 | 0% | 0 | 0
1978-08-08 02:00 | 8 | 0 | 0 | 0% | 0 | 0
1978-08-08 03:00 | 8 | 0 | 0 | 0% | 0 | 0
1978-08-08 04:00 | 8 | 0 | 0 | 0% | 0 | 0
1978-08-08 05:00 | 8 | 3540.62 | 3522.9192 | 99.5% | 3540.62 | 3522.9192
1978-08-08 06:00 | 8 | 22676.8 | 22563.3887 | 99.5% | 22676.8 | 22563.3887
1978-08-08 07:00 | 8 | 26007.8 | 25877.793 | 99.5% | 26007.8 | 25877.793
1978-08-08 08:00 | 8 | 42644.4 | 42431.1406 | 99.5% | 42644.4 | 42431.1406
1978-08-08 09:00 | 8 | 75635.4 | 75257.2109 | 99.5% | 50000 | 49749.992
1978-08-08 10:00 | 8 | 107144 | 106607.9219 | 99.5% | 50000 | 49749.8329
1978-08-08 11:00 | 8 | 144028 | 143307.5312 | 99.5% | 50000 | 49749.8859
1978-08-08 12:00 | 8 | 164367 | 163545.2188 | 99.5% | 50000 | 49750.0164
1978-08-08 13:00 | 8 | 145838 | 145108.9844 | 99.5% | 50000 | 49750.0598
1978-08-08 14:00 | 8 | 135150 | 134474.25 | 99.5% | 50000 | 49750
1978-08-08 15:00 | 8 | 65989.9 | 65659.9609 | 99.5% | 50000 | 49750.0079
1978-08-08 16:00 | 8 | 60638.4 | 60335.2578 | 99.5% | 50000 | 49750.0411
1978-08-08 17:00 | 8 | 20316.4 | 20214.7891 | 99.5% | 20316.4 | 20214.7891
1978-08-08 18:00 | 8 | 2824.36 | 2810.2415 | 99.5% | 2824.36 | 2810.2415
1978-08-08 19:00 | 8 | 0 | 0 | 0% | 0 | 0
1978-08-08 20:00 | 8 | 0 | 0 | 0% | 0 | 0
1978-08-08 21:00 | 8 | 0 | 0 | 0% | 0 | 0
1978-08-08 22:00 | 8 | 0 | 0 | 0% | 0 | 0
1978-08-08 23:00 | 8 | 0 | 0 | 0% | 0 | 0
1978-08-09 | 8 | 0 | 0 | 0% | 0 | 0
1978-08-09 01:00 | 8 | 0 | 0 | 0% | 0 | 0
1978-08-09 02:00 | 8 | 0 | 0 | 0% | 0 | 0
1978-08-09 03:00 | 8 | 0 | 0 | 0% | 0 | 0
1978-08-09 04:00 | 8 | 0 | 0 | 0% | 0 | 0
1978-08-09 05:00 | 8 | 4812.4 | 4788.3374 | 99.5% | 4812.4 | 4788.3374
1978-08-09 06:00 | 8 | 24112.8 | 23992.2812 | 99.5% | 24112.8 | 23992.2812
1978-08-09 07:00 | 8 | 43287.6 | 43071.1133 | 99.5% | 43287.6 | 43071.1133
1978-08-09 08:00 | 8 | 51584.3 | 51326.4023 | 99.5% | 50000 | 49750.0231
1978-08-09 09:00 | 8 | 56893.6 | 56609.1719 | 99.5% | 50000 | 49750.035
1978-08-09 10:00 | 8 | 139843 | 139144.125 | 99.5% | 50000 | 49750.1216
1978-08-09 11:00 | 8 | 128522 | 127879.3281 | 99.5% | 50000 | 49749.9759
1978-08-09 12:00 | 8 | 179344 | 178447.6875 | 99.5% | 50000 | 49750.1136
1978-08-09 13:00 | 8 | 167862 | 167022.6406 | 99.5% | 50000 | 49749.9853
1978-08-09 14:00 | 8 | 131603 | 130945.1172 | 99.5% | 50000 | 49750.0502
1978-08-09 15:00 | 8 | 81626.7 | 81218.5391 | 99.5% | 50000 | 49749.9832
1978-08-09 16:00 | 8 | 61579.2 | 61271.3164 | 99.5% | 50000 | 49750.0101
1978-08-09 17:00 | 8 | 19945.3 | 19845.541 | 99.5% | 19945.3 | 19845.541
1978-08-09 18:00 | 8 | 2860.08 | 2845.7837 | 99.5% | 2860.08 | 2845.7837
1978-08-09 19:00 | 8 | 0 | 0 | 0% | 0 | 0
1978-08-09 20:00 | 8 | 0 | 0 | 0% | 0 | 0
1978-08-09 21:00 | 8 | 0 | 0 | 0% | 0 | 0
1978-08-09 22:00 | 8 | 0 | 0 | 0% | 0 | 0
1978-08-09 23:00 | 8 | 0 | 0 | 0% | 0 | 0
1978-08-10 | 8 | 0 | 0 | 0% | 0 | 0
1978-08-10 01:00 | 8 | 0 | 0 | 0% | 0 | 0
1978-08-10 02:00 | 8 | 0 | 0 | 0% | 0 | 0
1978-08-10 03:00 | 8 | 0 | 0 | 0% | 0 | 0
1978-08-10 04:00 | 8 | 0 | 0 | 0% | 0 | 0
1978-08-10 05:00 | 8 | 1603.55 | 1595.5338 | 99.5% | 1603.55 | 1595.5338
1978-08-10 06:00 | 8 | 16205.7 | 16124.6309 | 99.5% | 16205.7 | 16124.6309
1978-08-10 07:00 | 8 | 59851.7 | 59552.4023 | 99.5% | 50000 | 49749.9673
1978-08-10 08:00 | 8 | 114408 | 113835.6328 | 99.5% | 50000 | 49749.857
1978-08-10 09:00 | 8 | 147545 | 146806.9375 | 99.5% | 50000 | 49749.8856
1978-08-10 10:00 | 8 | 163979 | 163159.3125 | 99.5% | 50000 | 49750.0633
1978-08-10 11:00 | 8 | 171573 | 170715.0781 | 99.5% | 50000 | 49749.9834
1978-08-10 12:00 | 8 | 174980 | 174105.0469 | 99.5% | 50000 | 49749.9848
1978-08-10 13:00 | 8 | 165474 | 164646.6406 | 99.5% | 50000 | 49750.0032
1978-08-10 14:00 | 8 | 113979 | 113409.1406 | 99.5% | 50000 | 49750.0156
1978-08-10 15:00 | 8 | 59073.1 | 58777.7812 | 99.5% | 50000 | 49750.0396
1978-08-10 16:00 | 8 | 44199.8 | 43978.7578 | 99.5% | 44199.8 | 43978.7578
1978-08-10 17:00 | 8 | 18038.4 | 17948.2207 | 99.5% | 18038.4 | 17948.2207
1978-08-10 18:00 | 8 | 3348.26 | 3331.5217 | 99.5% | 3348.26 | 3331.5217
1978-08-10 19:00 | 8 | 0 | 0 | 0% | 0 | 0
1978-08-10 20:00 | 8 | 0 | 0 | 0% | 0 | 0
1978-08-10 21:00 | 8 | 0 | 0 | 0% | 0 | 0
1978-08-10 22:00 | 8 | 0 | 0 | 0% | 0 | 0
1978-08-10 23:00 | 8 | 0 | 0 | 0% | 0 | 0
1978-08-11 | 8 | 0 | 0 | 0% | 0 | 0
1978-08-11 01:00 | 8 | 0 | 0 | 0% | 0 | 0
1978-08-11 02:00 | 8 | 0 | 0 | 0% | 0 | 0
1978-08-11 03:00 | 8 | 0 | 0 | 0% | 0 | 0
1978-08-11 04:00 | 8 | 0 | 0 | 0% | 0 | 0
1978-08-11 05:00 | 8 | 3984.83 | 3964.9072 | 99.5% | 3984.83 | 3964.9072
1978-08-11 06:00 | 8 | 13910.5 | 13840.958 | 99.5% | 13910.5 | 13840.958
1978-08-11 07:00 | 8 | 27447.9 | 27310.6367 | 99.5% | 27447.9 | 27310.6367
1978-08-11 08:00 | 8 | 48711 | 48467.4023 | 99.5% | 48711 | 48467.4023
1978-08-11 09:00 | 8 | 57101.5 | 56815.9453 | 99.5% | 50000 | 49749.9587
1978-08-11 10:00 | 8 | 101675 | 101166.7109 | 99.5% | 50000 | 49750.0423
1978-08-11 11:00 | 8 | 163674 | 162855.9844 | 99.5% | 50000 | 49750.1083
1978-08-11 12:00 | 8 | 157379 | 156592.5625 | 99.5% | 50000 | 49750.1453
1978-08-11 13:00 | 8 | 163024 | 162209.25 | 99.5% | 50000 | 49750.1135
1978-08-11 14:00 | 8 | 113181 | 112614.7344 | 99.5% | 50000 | 49749.8407
1978-08-11 15:00 | 8 | 80987.5 | 80582.5703 | 99.5% | 50000 | 49750.0048
1978-08-11 16:00 | 8 | 48396.2 | 48154.1797 | 99.5% | 48396.2 | 48154.1797
1978-08-11 17:00 | 8 | 11485.1 | 11427.6592 | 99.5% | 11485.1 | 11427.6592
1978-08-11 18:00 | 8 | 1808.95 | 1799.9089 | 99.5% | 1808.95 | 1799.9089
1978-08-11 19:00 | 8 | 0 | 0 | 0% | 0 | 0
1978-08-11 20:00 | 8 | 0 | 0 | 0% | 0 | 0
1978-08-11 21:00 | 8 | 0 | 0 | 0% | 0 | 0
1978-08-11 22:00 | 8 | 0 | 0 | 0% | 0 | 0
1978-08-11 23:00 | 8 | 0 | 0 | 0% | 0 | 0
1978-08-12 | 8 | 0 | 0 | 0% | 0 | 0
1978-08-12 01:00 | 8 | 0 | 0 | 0% | 0 | 0
1978-08-12 02:00 | 8 | 0 | 0 | 0% | 0 | 0
1978-08-12 03:00 | 8 | 0 | 0 | 0% | 0 | 0
1978-08-12 04:00 | 8 | 0 | 0 | 0% | 0 | 0
1978-08-12 05:00 | 8 | 4558.03 | 4535.2432 | 99.5% | 4558.03 | 4535.2432
1978-08-12 06:00 | 8 | 13593.8 | 13525.8057 | 99.5% | 13593.8 | 13525.8057
1978-08-12 07:00 | 8 | 48511.2 | 48268.6797 | 99.5% | 48511.2 | 48268.6797
1978-08-12 08:00 | 8 | 118593 | 118000.0234 | 99.5% | 50000 | 49749.9951
1978-08-12 09:00 | 8 | 153323 | 152556.7969 | 99.5% | 50000 | 49750.1343
1978-08-12 10:00 | 8 | 167105 | 166269.9062 | 99.5% | 50000 | 49750.129
1978-08-12 11:00 | 8 | 175018 | 174142.4844 | 99.5% | 50000 | 49749.8784
1978-08-12 12:00 | 8 | 184156 | 183235.4219 | 99.5% | 50000 | 49750.0548
1978-08-12 13:00 | 8 | 151682 | 150923.125 | 99.5% | 50000 | 49749.8467
1978-08-12 14:00 | 8 | 133672 | 133003.1875 | 99.5% | 50000 | 49749.8307
1978-08-12 15:00 | 8 | 78363.9 | 77972.0625 | 99.5% | 50000 | 49749.9885
1978-08-12 16:00 | 8 | 42735.7 | 42522.0352 | 99.5% | 42735.7 | 42522.0352
1978-08-12 17:00 | 8 | 18644.7 | 18551.4863 | 99.5% | 18644.7 | 18551.4863
1978-08-12 18:00 | 8 | 3364.85 | 3348.0303 | 99.5% | 3364.85 | 3348.0303
1978-08-12 19:00 | 8 | 0 | 0 | 0% | 0 | 0
1978-08-12 20:00 | 8 | 0 | 0 | 0% | 0 | 0
1978-08-12 21:00 | 8 | 0 | 0 | 0% | 0 | 0
1978-08-12 22:00 | 8 | 0 | 0 | 0% | 0 | 0
1978-08-12 23:00 | 8 | 0 | 0 | 0% | 0 | 0
1978-08-13 | 8 | 0 | 0 | 0% | 0 | 0
1978-08-13 01:00 | 8 | 0 | 0 | 0% | 0 | 0
1978-08-13 02:00 | 8 | 0 | 0 | 0% | 0 | 0
1978-08-13 03:00 | 8 | 0 | 0 | 0% | 0 | 0
1978-08-13 04:00 | 8 | 0 | 0 | 0% | 0 | 0
1978-08-13 05:00 | 8 | 2802.58 | 2788.5698 | 99.5% | 2802.58 | 2788.5698
1978-08-13 06:00 | 8 | 14919.1 | 14844.46 | 99.5% | 14919.1 | 14844.46
1978-08-13 07:00 | 8 | 75050.5 | 74675.2188 | 99.5% | 50000 | 49749.9808
1978-08-13 08:00 | 8 | 115497 | 114919.5547 | 99.5% | 50000 | 49750.0172
1978-08-13 09:00 | 8 | 149466 | 148718.3125 | 99.5% | 50000 | 49749.8804
1978-08-13 10:00 | 8 | 171670 | 170812.0938 | 99.5% | 50000 | 49750.1292
1978-08-13 11:00 | 8 | 180667 | 179763.875 | 99.5% | 50000 | 49750.0581
1978-08-13 12:00 | 8 | 186928 | 185993.4844 | 99.5% | 50000 | 49750.0333
1978-08-13 13:00 | 8 | 173429 | 172562.2344 | 99.5% | 50000 | 49750.1094
1978-08-13 14:00 | 8 | 146816 | 146081.4531 | 99.5% | 50000 | 49749.841
1978-08-13 15:00 | 8 | 85933.6 | 85503.9609 | 99.5% | 50000 | 49750.0168
1978-08-13 16:00 | 8 | 50982.8 | 50727.8594 | 99.5% | 50000 | 49749.9739
1978-08-13 17:00 | 8 | 15564.4 | 15486.5967 | 99.5% | 15564.4 | 15486.5967
1978-08-13 18:00 | 8 | 1641.2 | 1632.9949 | 99.5% | 1641.2 | 1632.9949
1978-08-13 19:00 | 8 | 0 | 0 | 0% | 0 | 0
1978-08-13 20:00 | 8 | 0 | 0 | 0% | 0 | 0
1978-08-13 21:00 | 8 | 0 | 0 | 0% | 0 | 0
1978-08-13 22:00 | 8 | 0 | 0 | 0% | 0 | 0
1978-08-13 23:00 | 8 | 0 | 0 | 0% | 0 | 0
1978-08-14 | 8 | 0 | 0 | 0% | 0 | 0
1978-08-14 01:00 | 8 | 0 | 0 | 0% | 0 | 0
1978-08-14 02:00 | 8 | 0 | 0 | 0% | 0 | 0
1978-08-14 03:00 | 8 | 0 | 0 | 0% | 0 | 0
1978-08-14 04:00 | 8 | 0 | 0 | 0% | 0 | 0
1978-08-14 05:00 | 8 | 3647.44 | 3629.1978 | 99.5% | 3647.44 | 3629.1978
1978-08-14 06:00 | 8 | 14953.2 | 14878.4521 | 99.5% | 14953.2 | 14878.4521
1978-08-14 07:00 | 8 | 59662.3 | 59363.9688 | 99.5% | 50000 | 49749.9834
1978-08-14 08:00 | 8 | 117795 | 117206.1172 | 99.5% | 50000 | 49750.0391
1978-08-14 09:00 | 8 | 150791 | 150036.6094 | 99.5% | 50000 | 49749.8556
1978-08-14 10:00 | 8 | 154210 | 153439.2812 | 99.5% | 50000 | 49750.1074
1978-08-14 11:00 | 8 | 169590 | 168742.1875 | 99.5% | 50000 | 49750.0405
1978-08-14 12:00 | 8 | 181377 | 180470.0469 | 99.5% | 50000 | 49749.9812
1978-08-14 13:00 | 8 | 154415 | 153643.4062 | 99.5% | 50000 | 49750.1558
1978-08-14 14:00 | 8 | 139250 | 138553.7969 | 99.5% | 50000 | 49750.0168
1978-08-14 15:00 | 8 | 86544.3 | 86111.5703 | 99.5% | 50000 | 49749.9953
1978-08-14 16:00 | 8 | 51199.6 | 50943.6484 | 99.5% | 50000 | 49750.0453
1978-08-14 17:00 | 8 | 20649.8 | 20546.543 | 99.5% | 20649.8 | 20546.543
1978-08-14 18:00 | 8 | 2724.63 | 2711.0027 | 99.5% | 2724.63 | 2711.0027
1978-08-14 19:00 | 8 | 0 | 0 | 0% | 0 | 0
1978-08-14 20:00 | 8 | 0 | 0 | 0% | 0 | 0
1978-08-14 21:00 | 8 | 0 | 0 | 0% | 0 | 0
1978-08-14 22:00 | 8 | 0 | 0 | 0% | 0 | 0
1978-08-14 23:00 | 8 | 0 | 0 | 0% | 0 | 0
1978-08-15 | 8 | 0 | 0 | 0% | 0 | 0
1978-08-15 01:00 | 8 | 0 | 0 | 0% | 0 | 0
1978-08-15 02:00 | 8 | 0 | 0 | 0% | 0 | 0
1978-08-15 03:00 | 8 | 0 | 0 | 0% | 0 | 0
1978-08-15 04:00 | 8 | 0 | 0 | 0% | 0 | 0
1978-08-15 05:00 | 8 | 3289.74 | 3273.291 | 99.5% | 3289.74 | 3273.291
1978-08-15 06:00 | 8 | 16875.1 | 16790.6992 | 99.5% | 16875.1 | 16790.6992
1978-08-15 07:00 | 8 | 72905.9 | 72541.3594 | 99.5% | 50000 | 49749.9924
1978-08-15 08:00 | 8 | 114406 | 113834.4609 | 99.5% | 50000 | 49750.2146
1978-08-15 09:00 | 8 | 150139 | 149388.2656 | 99.5% | 50000 | 49749.9869
1978-08-15 10:00 | 8 | 171499 | 170641.5938 | 99.5% | 50000 | 49750.0259
1978-08-15 11:00 | 8 | 179942 | 179042.1406 | 99.5% | 50000 | 49749.9585
1978-08-15 12:00 | 8 | 185410 | 184482.5469 | 99.5% | 50000 | 49749.8913
1978-08-15 13:00 | 8 | 178998 | 178102.8906 | 99.5% | 50000 | 49749.9667
1978-08-15 14:00 | 8 | 150753 | 149999.5156 | 99.5% | 50000 | 49750.0931
1978-08-15 15:00 | 8 | 92250.5 | 91789.2031 | 99.5% | 50000 | 49749.9759
1978-08-15 16:00 | 8 | 57552.8 | 57265.0352 | 99.5% | 50000 | 49749.9993
1978-08-15 17:00 | 8 | 16374.9 | 16293.0205 | 99.5% | 16374.9 | 16293.0205
1978-08-15 18:00 | 8 | 1611.78 | 1603.7163 | 99.5% | 1611.78 | 1603.7163
1978-08-15 19:00 | 8 | 0 | 0 | 0% | 0 | 0
1978-08-15 20:00 | 8 | 0 | 0 | 0% | 0 | 0
1978-08-15 21:00 | 8 | 0 | 0 | 0% | 0 | 0
1978-08-15 22:00 | 8 | 0 | 0 | 0% | 0 | 0
1978-08-15 23:00 | 8 | 0 | 0 | 0% | 0 | 0
1978-08-16 | 8 | 0 | 0 | 0% | 0 | 0
1978-08-16 01:00 | 8 | 0 | 0 | 0% | 0 | 0
1978-08-16 02:00 | 8 | 0 | 0 | 0% | 0 | 0
1978-08-16 03:00 | 8 | 0 | 0 | 0% | 0 | 0
1978-08-16 04:00 | 8 | 0 | 0 | 0% | 0 | 0
1978-08-16 05:00 | 8 | 1600.36 | 1592.3574 | 99.5% | 1600.36 | 1592.3574
1978-08-16 06:00 | 8 | 14241.4 | 14170.2119 | 99.5% | 14241.4 | 14170.2119
1978-08-16 07:00 | 8 | 71060.2 | 70704.8672 | 99.5% | 50000 | 49749.9776
1978-08-16 08:00 | 8 | 113356 | 112789.6719 | 99.5% | 50000 | 49750.1993
1978-08-16 09:00 | 8 | 153678 | 152909.25 | 99.5% | 50000 | 49749.8829
1978-08-16 10:00 | 8 | 172350 | 171487.9531 | 99.5% | 50000 | 49749.9139
1978-08-16 11:00 | 8 | 179804 | 178905.3906 | 99.5% | 50000 | 49750.1142
1978-08-16 12:00 | 8 | 185828 | 184898.7188 | 99.5% | 50000 | 49749.962
1978-08-16 13:00 | 8 | 181391 | 180483.5781 | 99.5% | 50000 | 49749.8713
1978-08-16 14:00 | 8 | 153757 | 152988.375 | 99.5% | 50000 | 49750.052
1978-08-16 15:00 | 8 | 90845.3 | 90391.0781 | 99.5% | 50000 | 49750.0025
1978-08-16 16:00 | 8 | 60165.5 | 59864.6875 | 99.5% | 50000 | 49750.0125
1978-08-16 17:00 | 8 | 20081 | 19980.584 | 99.5% | 20081 | 19980.584
1978-08-16 18:00 | 8 | 1913.11 | 1903.5411 | 99.5% | 1913.11 | 1903.5411
1978-08-16 19:00 | 8 | 0 | 0 | 0% | 0 | 0
1978-08-16 20:00 | 8 | 0 | 0 | 0% | 0 | 0
1978-08-16 21:00 | 8 | 0 | 0 | 0% | 0 | 0
1978-08-16 22:00 | 8 | 0 | 0 | 0% | 0 | 0
1978-08-16 23:00 | 8 | 0 | 0 | 0% | 0 | 0
1978-08-17 | 8 | 0 | 0 | 0% | 0 | 0
1978-08-17 01:00 | 8 | 0 | 0 | 0% | 0 | 0
1978-08-17 02:00 | 8 | 0 | 0 | 0% | 0 | 0
1978-08-17 03:00 | 8 | 0 | 0 | 0% | 0 | 0
1978-08-17 04:00 | 8 | 0 | 0 | 0% | 0 | 0
1978-08-17 05:00 | 8 | 4194.19 | 4173.2202 | 99.5% | 4194.19 | 4173.2202
1978-08-17 06:00 | 8 | 12722.4 | 12658.7783 | 99.5% | 12722.4 | 12658.7783
1978-08-17 07:00 | 8 | 62465 | 62152.6406 | 99.5% | 50000 | 49749.9725
1978-08-17 08:00 | 8 | 117286 | 116699.7969 | 99.5% | 50000 | 49750.0967
1978-08-17 09:00 | 8 | 152095 | 151334.1406 | 99.5% | 50000 | 49749.8736
1978-08-17 10:00 | 8 | 170194 | 169343.5156 | 99.5% | 50000 | 49750.1427
1978-08-17 11:00 | 8 | 178760 | 177865.9219 | 99.5% | 50000 | 49749.9222
1978-08-17 12:00 | 8 | 184338 | 183416.5312 | 99.5% | 50000 | 49750.06
1978-08-17 13:00 | 8 | 177243 | 176356.6406 | 99.5% | 50000 | 49749.9593
1978-08-17 14:00 | 8 | 150540 | 149787.2188 | 99.5% | 50000 | 49749.973
1978-08-17 15:00 | 8 | 89982.2 | 89532.2891 | 99.5% | 50000 | 49750
1978-08-17 16:00 | 8 | 60990.7 | 60685.7109 | 99.5% | 50000 | 49749.9708
1978-08-17 17:00 | 8 | 19145.3 | 19049.541 | 99.5% | 19145.3 | 19049.541
1978-08-17 18:00 | 8 | 1679.24 | 1670.8475 | 99.5% | 1679.24 | 1670.8475
1978-08-17 19:00 | 8 | 0 | 0 | 0% | 0 | 0
1978-08-17 20:00 | 8 | 0 | 0 | 0% | 0 | 0
1978-08-17 21:00 | 8 | 0 | 0 | 0% | 0 | 0
1978-08-17 22:00 | 8 | 0 | 0 | 0% | 0 | 0
1978-08-17 23:00 | 8 | 0 | 0 | 0% | 0 | 0
1978-08-18 | 8 | 0 | 0 | 0% | 0 | 0
1978-08-18 01:00 | 8 | 0 | 0 | 0% | 0 | 0
1978-08-18 02:00 | 8 | 0 | 0 | 0% | 0 | 0
1978-08-18 03:00 | 8 | 0 | 0 | 0% | 0 | 0
1978-08-18 04:00 | 8 | 0 | 0 | 0% | 0 | 0
1978-08-18 05:00 | 8 | 1583.57 | 1575.6475 | 99.5% | 1583.57 | 1575.6475
1978-08-18 06:00 | 8 | 14207.5 | 14136.4883 | 99.5% | 14207.5 | 14136.4883
1978-08-18 07:00 | 8 | 61949.3 | 61639.5664 | 99.5% | 50000 | 49750.0104
1978-08-18 08:00 | 8 | 110808 | 110254.2344 | 99.5% | 50000 | 49750.1238
1978-08-18 09:00 | 8 | 151384 | 150626.5938 | 99.5% | 50000 | 49749.8394
1978-08-18 10:00 | 8 | 169248 | 168401.4062 | 99.5% | 50000 | 49749.8955
1978-08-18 11:00 | 8 | 178949 | 178054.6719 | 99.5% | 50000 | 49750.1165
1978-08-18 12:00 | 8 | 184913 | 183988.8438 | 99.5% | 50000 | 49750.1105
1978-08-18 13:00 | 8 | 178351 | 177459.2188 | 99.5% | 50000 | 49749.9926
1978-08-18 14:00 | 8 | 149895 | 149145.8281 | 99.5% | 50000 | 49750.1011
1978-08-18 15:00 | 8 | 90901.9 | 90447.4297 | 99.5% | 50000 | 49750.0216
1978-08-18 16:00 | 8 | 60613.6 | 60310.5391 | 99.5% | 50000 | 49750.0058
1978-08-18 17:00 | 8 | 18470.9 | 18378.5879 | 99.5% | 18470.9 | 18378.5879
1978-08-18 18:00 | 8 | 1749.84 | 1741.0864 | 99.5% | 1749.84 | 1741.0864
1978-08-18 19:00 | 8 | 0 | 0 | 0% | 0 | 0
1978-08-18 20:00 | 8 | 0 | 0 | 0% | 0 | 0
1978-08-18 21:00 | 8 | 0 | 0 | 0% | 0 | 0
1978-08-18 22:00 | 8 | 0 | 0 | 0% | 0 | 0
1978-08-18 23:00 | 8 | 0 | 0 | 0% | 0 | 0
1978-08-19 | 8 | 0 | 0 | 0% | 0 | 0
1978-08-19 01:00 | 8 | 0 | 0 | 0% | 0 | 0
1978-08-19 02:00 | 8 | 0 | 0 | 0% | 0 | 0
1978-08-19 03:00 | 8 | 0 | 0 | 0% | 0 | 0
1978-08-19 04:00 | 8 | 0 | 0 | 0% | 0 | 0
1978-08-19 05:00 | 8 | 3926.97 | 3907.3311 | 99.5% | 3926.97 | 3907.3311
1978-08-19 06:00 | 8 | 11305.6 | 11249.0537 | 99.5% | 11305.6 | 11249.0537
1978-08-19 07:00 | 8 | 51460 | 51202.668 | 99.5% | 50000 | 49749.9689
1978-08-19 08:00 | 8 | 120662 | 120058.5234 | 99.5% | 50000 | 49749.931
1978-08-19 09:00 | 8 | 146795 | 146060.9844 | 99.5% | 50000 | 49749.9862
1978-08-19 10:00 | 8 | 155990 | 155210.5469 | 99.5% | 50000 | 49750.1593
1978-08-19 11:00 | 8 | 179638 | 178740.0469 | 99.5% | 50000 | 49750.0659
1978-08-19 12:00 | 8 | 183333 | 182416.3281 | 99.5% | 50000 | 49749.9981
1978-08-19 13:00 | 8 | 177770 | 176881.25 | 99.5% | 50000 | 49750.0281
1978-08-19 14:00 | 8 | 148027 | 147286.3906 | 99.5% | 50000 | 49749.8398
1978-08-19 15:00 | 8 | 90453.3 | 90000.9922 | 99.5% | 50000 | 49749.9772
1978-08-19 16:00 | 8 | 59499 | 59201.5195 | 99.5% | 50000 | 49750.0122
1978-08-19 17:00 | 8 | 17879 | 17789.6328 | 99.5% | 17879 | 17789.6328
1978-08-19 18:00 | 8 | 1739.53 | 1730.8348 | 99.5% | 1739.53 | 1730.8348
1978-08-19 19:00 | 8 | 0 | 0 | 0% | 0 | 0
1978-08-19 20:00 | 8 | 0 | 0 | 0% | 0 | 0
1978-08-19 21:00 | 8 | 0 | 0 | 0% | 0 | 0
1978-08-19 22:00 | 8 | 0 | 0 | 0% | 0 | 0
1978-08-19 23:00 | 8 | 0 | 0 | 0% | 0 | 0
1978-08-20 | 8 | 0 | 0 | 0% | 0 | 0
1978-08-20 01:00 | 8 | 0 | 0 | 0% | 0 | 0
1978-08-20 02:00 | 8 | 0 | 0 | 0% | 0 | 0
1978-08-20 03:00 | 8 | 0 | 0 | 0% | 0 | 0
1978-08-20 04:00 | 8 | 0 | 0 | 0% | 0 | 0
1978-08-20 05:00 | 8 | 3344.15 | 3327.4287 | 99.5% | 3344.15 | 3327.4287
1978-08-20 06:00 | 8 | 15466.1 | 15388.8184 | 99.5% | 15466.1 | 15388.8184
1978-08-20 07:00 | 8 | 53506.1 | 53238.6016 | 99.5% | 50000 | 49750.03
1978-08-20 08:00 | 8 | 108418 | 107876.125 | 99.5% | 50000 | 49750.0992
1978-08-20 09:00 | 8 | 149014 | 148268.4688 | 99.5% | 50000 | 49749.8452
1978-08-20 10:00 | 8 | 165815 | 164986.0781 | 99.5% | 50000 | 49750.0462
1978-08-20 11:00 | 8 | 176909 | 176024.9219 | 99.5% | 50000 | 49750.132
1978-08-20 12:00 | 8 | 182231 | 181319.9375 | 99.5% | 50000 | 49750.0254
1978-08-20 13:00 | 8 | 173675 | 172807.0781 | 99.5% | 50000 | 49750.1305
1978-08-20 14:00 | 8 | 142046 | 141336.0781 | 99.5% | 50000 | 49750.1085
1978-08-20 15:00 | 8 | 87476.7 | 87039.3281 | 99.5% | 50000 | 49750.0066
1978-08-20 16:00 | 8 | 57806.2 | 57517.1719 | 99.5% | 50000 | 49750.0025
1978-08-20 17:00 | 8 | 17217.5 | 17131.4219 | 99.5% | 17217.5 | 17131.4219
1978-08-20 18:00 | 8 | 1571.78 | 1563.9218 | 99.5% | 1571.78 | 1563.9218
1978-08-20 19:00 | 8 | 0 | 0 | 0% | 0 | 0
1978-08-20 20:00 | 8 | 0 | 0 | 0% | 0 | 0
1978-08-20 21:00 | 8 | 0 | 0 | 0% | 0 | 0
1978-08-20 22:00 | 8 | 0 | 0 | 0% | 0 | 0
1978-08-20 23:00 | 8 | 0 | 0 | 0% | 0 | 0
1978-08-21 | 8 | 0 | 0 | 0% | 0 | 0
1978-08-21 01:00 | 8 | 0 | 0 | 0% | 0 | 0
1978-08-21 02:00 | 8 | 0 | 0 | 0% | 0 | 0
1978-08-21 03:00 | 8 | 0 | 0 | 0% | 0 | 0
1978-08-21 04:00 | 8 | 0 | 0 | 0% | 0 | 0
1978-08-21 05:00 | 8 | 2067.52 | 2057.1785 | 99.5% | 2067.52 | 2057.1785
1978-08-21 06:00 | 8 | 12433.9 | 12371.7666 | 99.5% | 12433.9 | 12371.7666
1978-08-21 07:00 | 8 | 53022.5 | 52757.3789 | 99.5% | 50000 | 49749.9919
1978-08-21 08:00 | 8 | 112730 | 112166.7344 | 99.5% | 50000 | 49750.1705
1978-08-21 09:00 | 8 | 150399 | 149647.4688 | 99.5% | 50000 | 49750.1542
1978-08-21 10:00 | 8 | 167139 | 166303.0469 | 99.5% | 50000 | 49749.9228
1978-08-21 11:00 | 8 | 177833 | 176943.9844 | 99.5% | 50000 | 49750.042
1978-08-21 12:00 | 8 | 182009 | 181099.0469 | 99.5% | 50000 | 49750.0252
1978-08-21 13:00 | 8 | 174967 | 174092.4375 | 99.5% | 50000 | 49750.0779
1978-08-21 14:00 | 8 | 142143 | 141431.9219 | 99.5% | 50000 | 49749.8723
1978-08-21 15:00 | 8 | 88511.9 | 88069.3594 | 99.5% | 50000 | 49750.0107
1978-08-21 16:00 | 8 | 57334.7 | 57048.0273 | 99.5% | 50000 | 49750.0007
1978-08-21 17:00 | 8 | 15945.8 | 15866.0303 | 99.5% | 15945.8 | 15866.0303
1978-08-21 18:00 | 8 | 1135.56 | 1129.8849 | 99.5% | 1135.56 | 1129.8849
1978-08-21 19:00 | 8 | 0 | 0 | 0% | 0 | 0
1978-08-21 20:00 | 8 | 0 | 0 | 0% | 0 | 0
1978-08-21 21:00 | 8 | 0 | 0 | 0% | 0 | 0
1978-08-21 22:00 | 8 | 0 | 0 | 0% | 0 | 0
1978-08-21 23:00 | 8 | 0 | 0 | 0% | 0 | 0
1978-08-22 | 8 | 0 | 0 | 0% | 0 | 0
1978-08-22 01:00 | 8 | 0 | 0 | 0% | 0 | 0
1978-08-22 02:00 | 8 | 0 | 0 | 0% | 0 | 0
1978-08-22 03:00 | 8 | 0 | 0 | 0% | 0 | 0
1978-08-22 04:00 | 8 | 0 | 0 | 0% | 0 | 0
1978-08-22 05:00 | 8 | 3352.04 | 3335.2764 | 99.5% | 3352.04 | 3335.2764
1978-08-22 06:00 | 8 | 21104.5 | 20998.9766 | 99.5% | 21104.5 | 20998.9766
1978-08-22 07:00 | 8 | 64006.3 | 63686.2305 | 99.5% | 50000 | 49749.9703
1978-08-22 08:00 | 8 | 107129 | 106592.9219 | 99.5% | 50000 | 49749.7978
1978-08-22 09:00 | 8 | 141965 | 141254.7344 | 99.5% | 50000 | 49749.8448
1978-08-22 10:00 | 8 | 164913 | 164088.8906 | 99.5% | 50000 | 49750.1381
1978-08-22 11:00 | 8 | 175891 | 175011.6562 | 99.5% | 50000 | 49750.0316
1978-08-22 12:00 | 8 | 180731 | 179827.2969 | 99.5% | 50000 | 49749.9867
1978-08-22 13:00 | 8 | 163486 | 162668.8281 | 99.5% | 50000 | 49750.0789
1978-08-22 14:00 | 8 | 117564 | 116976.3984 | 99.5% | 50000 | 49750.0929
1978-08-22 15:00 | 8 | 83953.5 | 83533.7812 | 99.5% | 50000 | 49750.029
1978-08-22 16:00 | 8 | 35957.6 | 35777.7695 | 99.5% | 35957.6 | 35777.7695
1978-08-22 17:00 | 8 | 15027.3 | 14952.1592 | 99.5% | 15027.3 | 14952.1592
1978-08-22 18:00 | 8 | 653.952 | 650.6824 | 99.5% | 653.952 | 650.6824
1978-08-22 19:00 | 8 | 0 | 0 | 0% | 0 | 0
1978-08-22 20:00 | 8 | 0 | 0 | 0% | 0 | 0
1978-08-22 21:00 | 8 | 0 | 0 | 0% | 0 | 0
1978-08-22 22:00 | 8 | 0 | 0 | 0% | 0 | 0
1978-08-22 23:00 | 8 | 0 | 0 | 0% | 0 | 0
1978-08-23 | 8 | 0 | 0 | 0% | 0 | 0
1978-08-23 01:00 | 8 | 0 | 0 | 0% | 0 | 0
1978-08-23 02:00 | 8 | 0 | 0 | 0% | 0 | 0
1978-08-23 03:00 | 8 | 0 | 0 | 0% | 0 | 0
1978-08-23 04:00 | 8 | 0 | 0 | 0% | 0 | 0
1978-08-23 05:00 | 8 | 3089.24 | 3073.7986 | 99.5% | 3089.24 | 3073.7986
1978-08-23 06:00 | 8 | 25827.9 | 25698.7539 | 99.5% | 25827.9 | 25698.7539
1978-08-23 07:00 | 8 | 70986.2 | 70631.2344 | 99.5% | 50000 | 49749.9756
1978-08-23 08:00 | 8 | 111508 | 110950.7422 | 99.5% | 50000 | 49750.1265
1978-08-23 09:00 | 8 | 150996 | 150240.9219 | 99.5% | 50000 | 49749.9675
1978-08-23 10:00 | 8 | 168376 | 167533.6719 | 99.5% | 50000 | 49749.8669
1978-08-23 11:00 | 8 | 178019 | 177128.7031 | 99.5% | 50000 | 49749.9433
1978-08-23 12:00 | 8 | 181955 | 181045.0156 | 99.5% | 50000 | 49749.9425
1978-08-23 13:00 | 8 | 175309 | 174432.7031 | 99.5% | 50000 | 49750.0708
1978-08-23 14:00 | 8 | 135970 | 135290.1562 | 99.5% | 50000 | 49750.0023
1978-08-23 15:00 | 8 | 88254 | 87812.7422 | 99.5% | 50000 | 49750.0069
1978-08-23 16:00 | 8 | 57135.8 | 56850.0977 | 99.5% | 50000 | 49749.9796
1978-08-23 17:00 | 8 | 15642.2 | 15564.0107 | 99.5% | 15642.2 | 15564.0107
1978-08-23 18:00 | 8 | 1130.77 | 1125.1166 | 99.5% | 1130.77 | 1125.1166
1978-08-23 19:00 | 8 | 0 | 0 | 0% | 0 | 0
1978-08-23 20:00 | 8 | 0 | 0 | 0% | 0 | 0
1978-08-23 21:00 | 8 | 0 | 0 | 0% | 0 | 0
1978-08-23 22:00 | 8 | 0 | 0 | 0% | 0 | 0
1978-08-23 23:00 | 8 | 0 | 0 | 0% | 0 | 0
1978-08-24 | 8 | 0 | 0 | 0% | 0 | 0
1978-08-24 01:00 | 8 | 0 | 0 | 0% | 0 | 0
1978-08-24 02:00 | 8 | 0 | 0 | 0% | 0 | 0
1978-08-24 03:00 | 8 | 0 | 0 | 0% | 0 | 0
1978-08-24 04:00 | 8 | 0 | 0 | 0% | 0 | 0
1978-08-24 05:00 | 8 | 3163.83 | 3148.0095 | 99.5% | 3163.83 | 3148.0095
1978-08-24 06:00 | 8 | 16929.4 | 16844.7148 | 99.5% | 16929.4 | 16844.7148
1978-08-24 07:00 | 8 | 46924.1 | 46689.4375 | 99.5% | 46924.1 | 46689.4375
1978-08-24 08:00 | 8 | 104941 | 104415.8359 | 99.5% | 50000 | 49749.7813
1978-08-24 09:00 | 8 | 149523 | 148775.4062 | 99.5% | 50000 | 49750.0071
1978-08-24 10:00 | 8 | 166831 | 165996.5625 | 99.5% | 50000 | 49749.9153
1978-08-24 11:00 | 8 | 178307 | 177415.1875 | 99.5% | 50000 | 49749.9222
1978-08-24 12:00 | 8 | 183341 | 182423.9688 | 99.5% | 50000 | 49749.911
1978-08-24 13:00 | 8 | 176969 | 176084.1406 | 99.5% | 50000 | 49749.9959
1978-08-24 14:00 | 8 | 134161 | 133490.625 | 99.5% | 50000 | 49750.1603
1978-08-24 15:00 | 8 | 87605.3 | 87167.3203 | 99.5% | 50000 | 49750.0267
1978-08-24 16:00 | 8 | 55669.4 | 55391.0273 | 99.5% | 50000 | 49749.977
1978-08-24 17:00 | 8 | 15114.4 | 15038.7998 | 99.5% | 15114.4 | 15038.7998
1978-08-24 18:00 | 8 | 1157.32 | 1151.5312 | 99.5% | 1157.32 | 1151.5312
1978-08-24 19:00 | 8 | 0 | 0 | 0% | 0 | 0
1978-08-24 20:00 | 8 | 0 | 0 | 0% | 0 | 0
1978-08-24 21:00 | 8 | 0 | 0 | 0% | 0 | 0
1978-08-24 22:00 | 8 | 0 | 0 | 0% | 0 | 0
1978-08-24 23:00 | 8 | 0 | 0 | 0% | 0 | 0
1978-08-25 | 8 | 0 | 0 | 0% | 0 | 0
1978-08-25 01:00 | 8 | 0 | 0 | 0% | 0 | 0
1978-08-25 02:00 | 8 | 0 | 0 | 0% | 0 | 0
1978-08-25 03:00 | 8 | 0 | 0 | 0% | 0 | 0
1978-08-25 04:00 | 8 | 0 | 0 | 0% | 0 | 0
1978-08-25 05:00 | 8 | 2626.75 | 2613.6172 | 99.5% | 2626.75 | 2613.6172
1978-08-25 06:00 | 8 | 27867 | 27727.6484 | 99.5% | 27867 | 27727.6484
1978-08-25 07:00 | 8 | 73958.4 | 73588.6094 | 99.5% | 50000 | 49750.0009
1978-08-25 08:00 | 8 | 116492 | 115909.4609 | 99.5% | 50000 | 49749.9661
1978-08-25 09:00 | 8 | 151146 | 150390.6094 | 99.5% | 50000 | 49750.1123
1978-08-25 10:00 | 8 | 169306 | 168459.6406 | 99.5% | 50000 | 49750.0504
1978-08-25 11:00 | 8 | 174166 | 173295.0156 | 99.5% | 50000 | 49749.9557
1978-08-25 12:00 | 8 | 153004 | 152238.6094 | 99.5% | 50000 | 49749.8789
1978-08-25 13:00 | 8 | 144041 | 143320.9844 | 99.5% | 50000 | 49750.0657
1978-08-25 14:00 | 8 | 130826 | 130172.0781 | 99.5% | 50000 | 49750.0795
1978-08-25 15:00 | 8 | 86317.2 | 85885.5703 | 99.5% | 50000 | 49749.9747
1978-08-25 16:00 | 8 | 55839.4 | 55560.2383 | 99.5% | 50000 | 49750.0316
1978-08-25 17:00 | 8 | 14036.4 | 13966.2314 | 99.5% | 14036.4 | 13966.2314
1978-08-25 18:00 | 8 | 935.159 | 930.4829 | 99.5% | 935.159 | 930.4829
1978-08-25 19:00 | 8 | 0 | 0 | 0% | 0 | 0
1978-08-25 20:00 | 8 | 0 | 0 | 0% | 0 | 0
1978-08-25 21:00 | 8 | 0 | 0 | 0% | 0 | 0
1978-08-25 22:00 | 8 | 0 | 0 | 0% | 0 | 0
1978-08-25 23:00 | 8 | 0 | 0 | 0% | 0 | 0
1978-08-26 | 8 | 0 | 0 | 0% | 0 | 0
1978-08-26 01:00 | 8 | 0 | 0 | 0% | 0 | 0
1978-08-26 02:00 | 8 | 0 | 0 | 0% | 0 | 0
1978-08-26 03:00 | 8 | 0 | 0 | 0% | 0 | 0
1978-08-26 04:00 | 8 | 0 | 0 | 0% | 0 | 0
1978-08-26 05:00 | 8 | 1858.96 | 1849.6688 | 99.5% | 1858.96 | 1849.6688
1978-08-26 06:00 | 8 | 18243.1 | 18151.9043 | 99.5% | 18243.1 | 18151.9043
1978-08-26 07:00 | 8 | 56239.5 | 55958.2734 | 99.5% | 50000 | 49749.9742
1978-08-26 08:00 | 8 | 103843 | 103323.3672 | 99.5% | 50000 | 49749.7988
1978-08-26 09:00 | 8 | 141915 | 141205.625 | 99.5% | 50000 | 49750.0705
1978-08-26 10:00 | 8 | 158516 | 157723.9219 | 99.5% | 50000 | 49750.1583
1978-08-26 11:00 | 8 | 170495 | 169642.625 | 99.5% | 50000 | 49750.0293
1978-08-26 12:00 | 8 | 171751 | 170891.8594 | 99.5% | 50000 | 49749.8877
1978-08-26 13:00 | 8 | 170515 | 169662.5 | 99.5% | 50000 | 49750.022
1978-08-26 14:00 | 8 | 125107 | 124481.3516 | 99.5% | 50000 | 49749.9547
1978-08-26 15:00 | 8 | 86030.8 | 85600.6328 | 99.5% | 50000 | 49749.9923
1978-08-26 16:00 | 8 | 53022.3 | 52757.2227 | 99.5% | 50000 | 49750.0322
1978-08-26 17:00 | 8 | 13906.5 | 13836.9639 | 99.5% | 13906.5 | 13836.9639
1978-08-26 18:00 | 8 | 880.204 | 875.8026 | 99.5% | 880.204 | 875.8026
1978-08-26 19:00 | 8 | 0 | 0 | 0% | 0 | 0
1978-08-26 20:00 | 8 | 0 | 0 | 0% | 0 | 0
1978-08-26 21:00 | 8 | 0 | 0 | 0% | 0 | 0
1978-08-26 22:00 | 8 | 0 | 0 | 0% | 0 | 0
1978-08-26 23:00 | 8 | 0 | 0 | 0% | 0 | 0
1978-08-27 | 8 | 0 | 0 | 0% | 0 | 0
1978-08-27 01:00 | 8 | 0 | 0 | 0% | 0 | 0
1978-08-27 02:00 | 8 | 0 | 0 | 0% | 0 | 0
1978-08-27 03:00 | 8 | 0 | 0 | 0% | 0 | 0
1978-08-27 04:00 | 8 | 0 | 0 | 0% | 0 | 0
1978-08-27 05:00 | 8 | 2571.48 | 2558.6177 | 99.5% | 2571.48 | 2558.6177
1978-08-27 06:00 | 8 | 10878.9 | 10824.4609 | 99.5% | 10878.9 | 10824.4609
1978-08-27 07:00 | 8 | 45160.5 | 44934.6953 | 99.5% | 45160.5 | 44934.6953
1978-08-27 08:00 | 8 | 111592 | 111033.9453 | 99.5% | 50000 | 49749.9576
1978-08-27 09:00 | 8 | 145936 | 145206.125 | 99.5% | 50000 | 49749.9332
1978-08-27 10:00 | 8 | 161967 | 161157.5469 | 99.5% | 50000 | 49750.1179
1978-08-27 11:00 | 8 | 177399 | 176512.2969 | 99.5% | 50000 | 49750.0823
1978-08-27 12:00 | 8 | 180626 | 179723.0938 | 99.5% | 50000 | 49750.0619
1978-08-27 13:00 | 8 | 175481 | 174603.4062 | 99.5% | 50000 | 49749.9462
1978-08-27 14:00 | 8 | 122750 | 122136.4609 | 99.5% | 50000 | 49750.0859
1978-08-27 15:00 | 8 | 84476.6 | 84054.2344 | 99.5% | 50000 | 49750.0103
1978-08-27 16:00 | 8 | 52760.3 | 52496.5117 | 99.5% | 50000 | 49750.0125
1978-08-27 17:00 | 8 | 12866.1 | 12801.8057 | 99.5% | 12866.1 | 12801.8057
1978-08-27 18:00 | 8 | 680.65 | 677.2465 | 99.5% | 680.65 | 677.2465
1978-08-27 19:00 | 8 | 0 | 0 | 0% | 0 | 0
1978-08-27 20:00 | 8 | 0 | 0 | 0% | 0 | 0
1978-08-27 21:00 | 8 | 0 | 0 | 0% | 0 | 0
1978-08-27 22:00 | 8 | 0 | 0 | 0% | 0 | 0
1978-08-27 23:00 | 8 | 0 | 0 | 0% | 0 | 0
1978-08-28 | 8 | 0 | 0 | 0% | 0 | 0
1978-08-28 01:00 | 8 | 0 | 0 | 0% | 0 | 0
1978-08-28 02:00 | 8 | 0 | 0 | 0% | 0 | 0
1978-08-28 03:00 | 8 | 0 | 0 | 0% | 0 | 0
1978-08-28 04:00 | 8 | 0 | 0 | 0% | 0 | 0
1978-08-28 05:00 | 8 | 2120.73 | 2110.1309 | 99.5% | 2120.73 | 2110.1309
1978-08-28 06:00 | 8 | 10485.9 | 10433.499 | 99.5% | 10485.9 | 10433.499
1978-08-28 07:00 | 8 | 23679.4 | 23560.9883 | 99.5% | 23679.4 | 23560.9883
1978-08-28 08:00 | 8 | 41678 | 41469.6172 | 99.5% | 41678 | 41469.6172
1978-08-28 09:00 | 8 | 70271 | 69919.6953 | 99.5% | 50000 | 49750.0358
1978-08-28 10:00 | 8 | 130292 | 129640.5859 | 99.5% | 50000 | 49750.0176
1978-08-28 11:00 | 8 | 173510 | 172642.1875 | 99.5% | 50000 | 49749.9244
1978-08-28 12:00 | 8 | 175464 | 174586.2344 | 99.5% | 50000 | 49749.873
1978-08-28 13:00 | 8 | 159222 | 158425.3906 | 99.5% | 50000 | 49749.8432
1978-08-28 14:00 | 8 | 115096 | 114520.9922 | 99.5% | 50000 | 49750.2051
1978-08-28 15:00 | 8 | 78863.6 | 78469.25 | 99.5% | 50000 | 49749.9797
1978-08-28 16:00 | 8 | 33858.5 | 33689.1797 | 99.5% | 33858.5 | 33689.1797
1978-08-28 17:00 | 8 | 11101.8 | 11046.3311 | 99.5% | 11101.8 | 11046.3311
1978-08-28 18:00 | 8 | 368.584 | 366.7412 | 99.5% | 368.584 | 366.7412
1978-08-28 19:00 | 8 | 0 | 0 | 0% | 0 | 0
1978-08-28 20:00 | 8 | 0 | 0 | 0% | 0 | 0
1978-08-28 21:00 | 8 | 0 | 0 | 0% | 0 | 0
1978-08-28 22:00 | 8 | 0 | 0 | 0% | 0 | 0
1978-08-28 23:00 | 8 | 0 | 0 | 0% | 0 | 0
1978-08-29 | 8 | 0 | 0 | 0% | 0 | 0
1978-08-29 01:00 | 8 | 0 | 0 | 0% | 0 | 0
1978-08-29 02:00 | 8 | 0 | 0 | 0% | 0 | 0
1978-08-29 03:00 | 8 | 0 | 0 | 0% | 0 | 0
1978-08-29 04:00 | 8 | 0 | 0 | 0% | 0 | 0
1978-08-29 05:00 | 8 | 3020.44 | 3005.3367 | 99.5% | 3020.44 | 3005.3367
1978-08-29 06:00 | 8 | 13851.8 | 13782.501 | 99.5% | 13851.8 | 13782.501
1978-08-29 07:00 | 8 | 35076 | 34900.6367 | 99.5% | 35076 | 34900.6367
1978-08-29 08:00 | 8 | 47571.3 | 47333.418 | 99.5% | 47571.3 | 47333.418
1978-08-29 09:00 | 8 | 58058.5 | 57768.2266 | 99.5% | 50000 | 49750.0164
1978-08-29 10:00 | 8 | 94986.3 | 94511.3359 | 99.5% | 50000 | 49749.9829
1978-08-29 11:00 | 8 | 94013.8 | 93543.7656 | 99.5% | 50000 | 49750.0184
1978-08-29 12:00 | 8 | 153335 | 152568.2344 | 99.5% | 50000 | 49749.9704
1978-08-29 13:00 | 8 | 95007.8 | 94532.7109 | 99.5% | 50000 | 49749.9737
1978-08-29 14:00 | 8 | 95376.1 | 94899.2578 | 99.5% | 50000 | 49750.0201
1978-08-29 15:00 | 8 | 54335 | 54063.3672 | 99.5% | 50000 | 49750.0388
1978-08-29 16:00 | 8 | 35257.9 | 35081.5859 | 99.5% | 35257.9 | 35081.5859
1978-08-29 17:00 | 8 | 8147.29 | 8106.5576 | 99.5% | 8147.29 | 8106.5576
1978-08-29 18:00 | 8 | 246.103 | 244.8725 | 99.5% | 246.103 | 244.8725
1978-08-29 19:00 | 8 | 0 | 0 | 0% | 0 | 0
1978-08-29 20:00 | 8 | 0 | 0 | 0% | 0 | 0
1978-08-29 21:00 | 8 | 0 | 0 | 0% | 0 | 0
1978-08-29 22:00 | 8 | 0 | 0 | 0% | 0 | 0
1978-08-29 23:00 | 8 | 0 | 0 | 0% | 0 | 0
1978-08-30 | 8 | 0 | 0 | 0% | 0 | 0
1978-08-30 01:00 | 8 | 0 | 0 | 0% | 0 | 0
1978-08-30 02:00 | 8 | 0 | 0 | 0% | 0 | 0
1978-08-30 03:00 | 8 | 0 | 0 | 0% | 0 | 0
1978-08-30 04:00 | 8 | 0 | 0 | 0% | 0 | 0
1978-08-30 05:00 | 8 | 1481.78 | 1474.3669 | 99.5% | 1481.78 | 1474.3669
1978-08-30 06:00 | 8 | 12555.2 | 12492.46 | 99.5% | 12555.2 | 12492.46
1978-08-30 07:00 | 8 | 29696.5 | 29548.0488 | 99.5% | 29696.5 | 29548.0488
1978-08-30 08:00 | 8 | 75886.2 | 75506.7266 | 99.5% | 50000 | 49749.972
1978-08-30 09:00 | 8 | 100975 | 100470.3047 | 99.5% | 50000 | 49750.089
1978-08-30 10:00 | 8 | 139550 | 138852.4219 | 99.5% | 50000 | 49750.0616
1978-08-30 11:00 | 8 | 172741 | 171876.9531 | 99.5% | 50000 | 49749.901
1978-08-30 12:00 | 8 | 181308 | 180401.7031 | 99.5% | 50000 | 49750.067
1978-08-30 13:00 | 8 | 173665 | 172796.9375 | 99.5% | 50000 | 49750.0756
1978-08-30 14:00 | 8 | 113699 | 113130.875 | 99.5% | 50000 | 49750.1627
1978-08-30 15:00 | 8 | 83238.8 | 82822.6328 | 99.5% | 50000 | 49750.0161
1978-08-30 16:00 | 8 | 50456.4 | 50204.0703 | 99.5% | 50000 | 49749.9527
1978-08-30 17:00 | 8 | 11315.2 | 11258.6543 | 99.5% | 11315.2 | 11258.6543
1978-08-30 18:00 | 8 | 406.017 | 403.9873 | 99.5% | 406.017 | 403.9873
1978-08-30 19:00 | 8 | 0 | 0 | 0% | 0 | 0
1978-08-30 20:00 | 8 | 0 | 0 | 0% | 0 | 0
1978-08-30 21:00 | 8 | 0 | 0 | 0% | 0 | 0
1978-08-30 22:00 | 8 | 0 | 0 | 0% | 0 | 0
1978-08-30 23:00 | 8 | 0 | 0 | 0% | 0 | 0
1978-08-31 | 8 | 0 | 0 | 0% | 0 | 0
1978-08-31 01:00 | 8 | 0 | 0 | 0% | 0 | 0
1978-08-31 02:00 | 8 | 0 | 0 | 0% | 0 | 0
1978-08-31 03:00 | 8 | 0 | 0 | 0% | 0 | 0
1978-08-31 04:00 | 8 | 0 | 0 | 0% | 0 | 0
1978-08-31 05:00 | 8 | 614.811 | 611.7374 | 99.5% | 614.811 | 611.7374
1978-08-31 06:00 | 8 | 20016.3 | 19916.209 | 99.5% | 20016.3 | 19916.209
1978-08-31 07:00 | 8 | 60633 | 60329.8242 | 99.5% | 50000 | 49749.9911
1978-08-31 08:00 | 8 | 115412 | 114835.2422 | 99.5% | 50000 | 49750.1309
1978-08-31 09:00 | 8 | 132336 | 131674.0469 | 99.5% | 50000 | 49749.8968
1978-08-31 10:00 | 8 | 159226 | 158430.3125 | 99.5% | 50000 | 49750.139
1978-08-31 11:00 | 8 | 172839 | 171974.3594 | 99.5% | 50000 | 49749.8711
1978-08-31 12:00 | 8 | 175829 | 174949.4219 | 99.5% | 50000 | 49749.8768
1978-08-31 13:00 | 8 | 169050 | 168204.3906 | 99.5% | 50000 | 49749.8937
1978-08-31 14:00 | 8 | 113987 | 113417.1562 | 99.5% | 50000 | 49750.04
1978-08-31 15:00 | 8 | 82896.2 | 82481.75 | 99.5% | 50000 | 49750.0187
1978-08-31 16:00 | 8 | 48493.4 | 48250.9297 | 99.5% | 48493.4 | 48250.9297
1978-08-31 17:00 | 8 | 10260.2 | 10208.9131 | 99.5% | 10260.2 | 10208.9131
1978-08-31 18:00 | 8 | 66.2224 | 65.8913 | 99.5% | 66.2224 | 65.8913
1978-08-31 19:00 | 8 | 0 | 0 | 0% | 0 | 0
1978-08-31 20:00 | 8 | 0 | 0 | 0% | 0 | 0
1978-08-31 21:00 | 8 | 0 | 0 | 0% | 0 | 0
1978-08-31 22:00 | 8 | 0 | 0 | 0% | 0 | 0
1978-08-31 23:00 | 8 | 0 | 0 | 0% | 0 | 0
1990-09-01 | 9 | 0 | 0 | 0% | 0 | 0
1990-09-01 01:00 | 9 | 0 | 0 | 0% | 0 | 0
1990-09-01 02:00 | 9 | 0 | 0 | 0% | 0 | 0
1990-09-01 03:00 | 9 | 0 | 0 | 0% | 0 | 0
1990-09-01 04:00 | 9 | 0 | 0 | 0% | 0 | 0
1990-09-01 05:00 | 9 | 374.521 | 372.6487 | 99.5% | 374.521 | 372.6487
1990-09-01 06:00 | 9 | 12056.6 | 11996.3027 | 99.5% | 12056.6 | 11996.3027
1990-09-01 07:00 | 9 | 24347.4 | 24225.6895 | 99.5% | 24347.4 | 24225.6895
1990-09-01 08:00 | 9 | 108018 | 107477.625 | 99.5% | 50000 | 49749.8681
1990-09-01 09:00 | 9 | 136356 | 135673.8438 | 99.5% | 50000 | 49749.862
1990-09-01 10:00 | 9 | 152135 | 151373.8906 | 99.5% | 50000 | 49749.8572
1990-09-01 11:00 | 9 | 169749 | 168900.0938 | 99.5% | 50000 | 49749.9525
1990-09-01 12:00 | 9 | 174194 | 173323.2031 | 99.5% | 50000 | 49750.0497
1990-09-01 13:00 | 9 | 165766 | 164937.2656 | 99.5% | 50000 | 49750.0288
1990-09-01 14:00 | 9 | 110933 | 110378.6641 | 99.5% | 50000 | 49750.1483
1990-09-01 15:00 | 9 | 80837.5 | 80433.3047 | 99.5% | 50000 | 49749.9952
1990-09-01 16:00 | 9 | 46649.6 | 46416.3633 | 99.5% | 46649.6 | 46416.3633
1990-09-01 17:00 | 9 | 11067.2 | 11011.8955 | 99.5% | 11067.2 | 11011.8955
1990-09-01 18:00 | 9 | 369.683 | 367.8346 | 99.5% | 369.683 | 367.8346
1990-09-01 19:00 | 9 | 0 | 0 | 0% | 0 | 0
1990-09-01 20:00 | 9 | 0 | 0 | 0% | 0 | 0
1990-09-01 21:00 | 9 | 0 | 0 | 0% | 0 | 0
1990-09-01 22:00 | 9 | 0 | 0 | 0% | 0 | 0
1990-09-01 23:00 | 9 | 0 | 0 | 0% | 0 | 0
1990-09-02 | 9 | 0 | 0 | 0% | 0 | 0
1990-09-02 01:00 | 9 | 0 | 0 | 0% | 0 | 0
1990-09-02 02:00 | 9 | 0 | 0 | 0% | 0 | 0
1990-09-02 03:00 | 9 | 0 | 0 | 0% | 0 | 0
1990-09-02 04:00 | 9 | 0 | 0 | 0% | 0 | 0
1990-09-02 05:00 | 9 | 2361.49 | 2349.6833 | 99.5% | 2361.49 | 2349.6833
1990-09-02 06:00 | 9 | 11844.9 | 11785.7188 | 99.5% | 11844.9 | 11785.7188
1990-09-02 07:00 | 9 | 35845.2 | 35665.9297 | 99.5% | 35845.2 | 35665.9297
1990-09-02 08:00 | 9 | 59075.9 | 58780.5078 | 99.5% | 50000 | 49749.9893
1990-09-02 09:00 | 9 | 142072 | 141361.6406 | 99.5% | 50000 | 49750.0002
1990-09-02 10:00 | 9 | 163389 | 162572.1719 | 99.5% | 50000 | 49750.0358
1990-09-02 11:00 | 9 | 171819 | 170959.9688 | 99.5% | 50000 | 49750.0186
1990-09-02 12:00 | 9 | 179611 | 178712.9375 | 99.5% | 50000 | 49749.9979
1990-09-02 13:00 | 9 | 170904 | 170049.8438 | 99.5% | 50000 | 49750.1064
1990-09-02 14:00 | 9 | 106010 | 105480.1484 | 99.5% | 50000 | 49750.0936
1990-09-02 15:00 | 9 | 80314.6 | 79913.0547 | 99.5% | 50000 | 49750.0172
1990-09-02 16:00 | 9 | 47993.5 | 47753.4883 | 99.5% | 47993.5 | 47753.4883
1990-09-02 17:00 | 9 | 9375.47 | 9328.5928 | 99.5% | 9375.47 | 9328.5928
1990-09-02 18:00 | 9 | 143.181 | 142.4651 | 99.5% | 143.181 | 142.4651
1990-09-02 19:00 | 9 | 0 | 0 | 0% | 0 | 0
1990-09-02 20:00 | 9 | 0 | 0 | 0% | 0 | 0
1990-09-02 21:00 | 9 | 0 | 0 | 0% | 0 | 0
1990-09-02 22:00 | 9 | 0 | 0 | 0% | 0 | 0
1990-09-02 23:00 | 9 | 0 | 0 | 0% | 0 | 0
1990-09-03 | 9 | 0 | 0 | 0% | 0 | 0
1990-09-03 01:00 | 9 | 0 | 0 | 0% | 0 | 0
1990-09-03 02:00 | 9 | 0 | 0 | 0% | 0 | 0
1990-09-03 03:00 | 9 | 0 | 0 | 0% | 0 | 0
1990-09-03 04:00 | 9 | 0 | 0 | 0% | 0 | 0
1990-09-03 05:00 | 9 | 1830.84 | 1821.6874 | 99.5% | 1830.84 | 1821.6874
1990-09-03 06:00 | 9 | 14281.4 | 14209.9824 | 99.5% | 14281.4 | 14209.9824
1990-09-03 07:00 | 9 | 35505.5 | 35328 | 99.5% | 35505.5 | 35328
1990-09-03 08:00 | 9 | 89253.8 | 88807.5547 | 99.5% | 50000 | 49750.0133
1990-09-03 09:00 | 9 | 142428 | 141716.2656 | 99.5% | 50000 | 49750.1424
1990-09-03 10:00 | 9 | 147688 | 146949.7812 | 99.5% | 50000 | 49750.0749
1990-09-03 11:00 | 9 | 175445 | 174567.625 | 99.5% | 50000 | 49749.9573
1990-09-03 12:00 | 9 | 173225 | 172358.7031 | 99.5% | 50000 | 49749.9504
1990-09-03 13:00 | 9 | 171760 | 170901.6562 | 99.5% | 50000 | 49750.1328
1990-09-03 14:00 | 9 | 105118 | 104592.6719 | 99.5% | 50000 | 49750.1246
1990-09-03 15:00 | 9 | 76392.1 | 76010.1875 | 99.5% | 50000 | 49750.0314
1990-09-03 16:00 | 9 | 44708 | 44484.4922 | 99.5% | 44708 | 44484.4922
1990-09-03 17:00 | 9 | 8922.84 | 8878.2246 | 99.5% | 8922.84 | 8878.2246
1990-09-03 18:00 | 9 | 78.9238 | 78.5292 | 99.5% | 78.9238 | 78.5292
1990-09-03 19:00 | 9 | 0 | 0 | 0% | 0 | 0
1990-09-03 20:00 | 9 | 0 | 0 | 0% | 0 | 0
1990-09-03 21:00 | 9 | 0 | 0 | 0% | 0 | 0
1990-09-03 22:00 | 9 | 0 | 0 | 0% | 0 | 0
1990-09-03 23:00 | 9 | 0 | 0 | 0% | 0 | 0
1990-09-04 | 9 | 0 | 0 | 0% | 0 | 0
1990-09-04 01:00 | 9 | 0 | 0 | 0% | 0 | 0
1990-09-04 02:00 | 9 | 0 | 0 | 0% | 0 | 0
1990-09-04 03:00 | 9 | 0 | 0 | 0% | 0 | 0
1990-09-04 04:00 | 9 | 0 | 0 | 0% | 0 | 0
1990-09-04 05:00 | 9 | 1675.86 | 1667.4806 | 99.5% | 1675.86 | 1667.4806
1990-09-04 06:00 | 9 | 18305.5 | 18213.9863 | 99.5% | 18305.5 | 18213.9863
1990-09-04 07:00 | 9 | 63646.4 | 63328.1719 | 99.5% | 50000 | 49750.003
1990-09-04 08:00 | 9 | 108945 | 108400.4375 | 99.5% | 50000 | 49750.0746
1990-09-04 09:00 | 9 | 140184 | 139483.5625 | 99.5% | 50000 | 49750.1721
1990-09-04 10:00 | 9 | 155611 | 154833.0312 | 99.5% | 50000 | 49750.0277
1990-09-04 11:00 | 9 | 169433 | 168585.7031 | 99.5% | 50000 | 49749.9611
1990-09-04 12:00 | 9 | 168706 | 167862.5 | 99.5% | 50000 | 49750.0089
1990-09-04 13:00 | 9 | 158516 | 157723.6406 | 99.5% | 50000 | 49750.0696
1990-09-04 14:00 | 9 | 103061 | 102545.6797 | 99.5% | 50000 | 49749.9926
1990-09-04 15:00 | 9 | 78749.3 | 78355.5469 | 99.5% | 50000 | 49749.9958
1990-09-04 16:00 | 9 | 43443.1 | 43225.8359 | 99.5% | 43443.1 | 43225.8359
1990-09-04 17:00 | 9 | 9720.45 | 9671.8486 | 99.5% | 9720.45 | 9671.8486
1990-09-04 18:00 | 9 | 144.614 | 143.8906 | 99.5% | 144.614 | 143.8906
1990-09-04 19:00 | 9 | 0 | 0 | 0% | 0 | 0
1990-09-04 20:00 | 9 | 0 | 0 | 0% | 0 | 0
1990-09-04 21:00 | 9 | 0 | 0 | 0% | 0 | 0
1990-09-04 22:00 | 9 | 0 | 0 | 0% | 0 | 0
1990-09-04 23:00 | 9 | 0 | 0 | 0% | 0 | 0
1990-09-05 | 9 | 0 | 0 | 0% | 0 | 0
1990-09-05 01:00 | 9 | 0 | 0 | 0% | 0 | 0
1990-09-05 02:00 | 9 | 0 | 0 | 0% | 0 | 0
1990-09-05 03:00 | 9 | 0 | 0 | 0% | 0 | 0
1990-09-05 04:00 | 9 | 0 | 0 | 0% | 0 | 0
1990-09-05 05:00 | 9 | 2099.95 | 2089.4526 | 99.5% | 2099.95 | 2089.4526
1990-09-05 06:00 | 9 | 19545.7 | 19447.9766 | 99.5% | 19545.7 | 19447.9766
1990-09-05 07:00 | 9 | 66437.7 | 66105.5234 | 99.5% | 50000 | 49750.009
1990-09-05 08:00 | 9 | 111284 | 110727.6484 | 99.5% | 50000 | 49750.0307
1990-09-05 09:00 | 9 | 141948 | 141238.1875 | 99.5% | 50000 | 49749.9745
1990-09-05 10:00 | 9 | 156226 | 155445.125 | 99.5% | 50000 | 49750.0816
1990-09-05 11:00 | 9 | 170114 | 169263.4531 | 99.5% | 50000 | 49750.0068
1990-09-05 12:00 | 9 | 174469 | 173596.1719 | 99.5% | 50000 | 49749.8615
1990-09-05 13:00 | 9 | 165269 | 164442.8125 | 99.5% | 50000 | 49750.0476
1990-09-05 14:00 | 9 | 98364.8 | 97872.9609 | 99.5% | 50000 | 49749.9923
1990-09-05 15:00 | 9 | 76121.5 | 75740.8594 | 99.5% | 50000 | 49749.9782
1990-09-05 16:00 | 9 | 43766.4 | 43547.5898 | 99.5% | 43766.4 | 43547.5898
1990-09-05 17:00 | 9 | 8393.7 | 8351.7275 | 99.5% | 8393.7 | 8351.7275
1990-09-05 18:00 | 9 | 0 | 0 | 0% | 0 | 0
1990-09-05 19:00 | 9 | 0 | 0 | 0% | 0 | 0
1990-09-05 20:00 | 9 | 0 | 0 | 0% | 0 | 0
1990-09-05 21:00 | 9 | 0 | 0 | 0% | 0 | 0
1990-09-05 22:00 | 9 | 0 | 0 | 0% | 0 | 0
1990-09-05 23:00 | 9 | 0 | 0 | 0% | 0 | 0
1990-09-06 | 9 | 0 | 0 | 0% | 0 | 0
1990-09-06 01:00 | 9 | 0 | 0 | 0% | 0 | 0
1990-09-06 02:00 | 9 | 0 | 0 | 0% | 0 | 0
1990-09-06 03:00 | 9 | 0 | 0 | 0% | 0 | 0
1990-09-06 04:00 | 9 | 0 | 0 | 0% | 0 | 0
1990-09-06 05:00 | 9 | 2262.09 | 2250.7839 | 99.5% | 2262.09 | 2250.7839
1990-09-06 06:00 | 9 | 24084.7 | 23964.3203 | 99.5% | 24084.7 | 23964.3203
1990-09-06 07:00 | 9 | 67936.1 | 67596.4219 | 99.5% | 50000 | 49750.0017
1990-09-06 08:00 | 9 | 112073 | 111512.8828 | 99.5% | 50000 | 49750.1106
1990-09-06 09:00 | 9 | 143400 | 142683.4531 | 99.5% | 50000 | 49750.158
1990-09-06 10:00 | 9 | 159393 | 158596.2969 | 99.5% | 50000 | 49750.0821
1990-09-06 11:00 | 9 | 173483 | 172615.9844 | 99.5% | 50000 | 49750.1151
1990-09-06 12:00 | 9 | 179716 | 178817.0469 | 99.5% | 50000 | 49749.8962
1990-09-06 13:00 | 9 | 169282 | 168435.9219 | 99.5% | 50000 | 49750.098
1990-09-06 14:00 | 9 | 102453 | 101940.9688 | 99.5% | 50000 | 49750.1141
1990-09-06 15:00 | 9 | 76364.9 | 75983.0312 | 99.5% | 50000 | 49749.971
1990-09-06 16:00 | 9 | 44598.1 | 44375.0625 | 99.5% | 44598.1 | 44375.0625
1990-09-06 17:00 | 9 | 7524.44 | 7486.8184 | 99.5% | 7524.44 | 7486.8184
1990-09-06 18:00 | 9 | 24.8156 | 24.6915 | 99.5% | 24.8156 | 24.6915
1990-09-06 19:00 | 9 | 0 | 0 | 0% | 0 | 0
1990-09-06 20:00 | 9 | 0 | 0 | 0% | 0 | 0
1990-09-06 21:00 | 9 | 0 | 0 | 0% | 0 | 0
1990-09-06 22:00 | 9 | 0 | 0 | 0% | 0 | 0
1990-09-06 23:00 | 9 | 0 | 0 | 0% | 0 | 0
1990-09-07 | 9 | 0 | 0 | 0% | 0 | 0
1990-09-07 01:00 | 9 | 0 | 0 | 0% | 0 | 0
1990-09-07 02:00 | 9 | 0 | 0 | 0% | 0 | 0
1990-09-07 03:00 | 9 | 0 | 0 | 0% | 0 | 0
1990-09-07 04:00 | 9 | 0 | 0 | 0% | 0 | 0
1990-09-07 05:00 | 9 | 1814.77 | 1805.6995 | 99.5% | 1814.77 | 1805.6995
1990-09-07 06:00 | 9 | 22467 | 22354.6797 | 99.5% | 22467 | 22354.6797
1990-09-07 07:00 | 9 | 67581.6 | 67243.6719 | 99.5% | 50000 | 49749.9851
1990-09-07 08:00 | 9 | 108562 | 108019.2891 | 99.5% | 50000 | 49750.0456
1990-09-07 09:00 | 9 | 141749 | 141040.3438 | 99.5% | 50000 | 49750.0313
1990-09-07 10:00 | 9 | 158809 | 158014.6562 | 99.5% | 50000 | 49749.9059
1990-09-07 11:00 | 9 | 170892 | 170037.5781 | 99.5% | 50000 | 49750.0112
1990-09-07 12:00 | 9 | 175496 | 174618.7812 | 99.5% | 50000 | 49750.0744
1990-09-07 13:00 | 9 | 166918 | 166083.5469 | 99.5% | 50000 | 49750.041
1990-09-07 14:00 | 9 | 104684 | 104160.1406 | 99.5% | 50000 | 49749.7901
1990-09-07 15:00 | 9 | 75880.7 | 75501.3047 | 99.5% | 50000 | 49750.0054
1990-09-07 16:00 | 9 | 43064 | 42848.668 | 99.5% | 43064 | 42848.668
1990-09-07 17:00 | 9 | 8260.37 | 8219.0713 | 99.5% | 8260.37 | 8219.0713
1990-09-07 18:00 | 9 | 0.033939 | 0.033769 | 99.5% | 0.033939 | 0.033769
1990-09-07 19:00 | 9 | 0 | 0 | 0% | 0 | 0
1990-09-07 20:00 | 9 | 0 | 0 | 0% | 0 | 0
1990-09-07 21:00 | 9 | 0 | 0 | 0% | 0 | 0
1990-09-07 22:00 | 9 | 0 | 0 | 0% | 0 | 0
1990-09-07 23:00 | 9 | 0 | 0 | 0% | 0 | 0
1990-09-08 | 9 | 0 | 0 | 0% | 0 | 0
1990-09-08 01:00 | 9 | 0 | 0 | 0% | 0 | 0
1990-09-08 02:00 | 9 | 0 | 0 | 0% | 0 | 0
1990-09-08 03:00 | 9 | 0 | 0 | 0% | 0 | 0
1990-09-08 04:00 | 9 | 0 | 0 | 0% | 0 | 0
1990-09-08 05:00 | 9 | 1673.99 | 1665.6233 | 99.5% | 1673.99 | 1665.6233
1990-09-08 06:00 | 9 | 22731.4 | 22617.7031 | 99.5% | 22731.4 | 22617.7031
1990-09-08 07:00 | 9 | 68065.8 | 67725.4219 | 99.5% | 50000 | 49749.9639
1990-09-08 08:00 | 9 | 109899 | 109349.375 | 99.5% | 50000 | 49749.9409
1990-09-08 09:00 | 9 | 138631 | 137937.7812 | 99.5% | 50000 | 49749.977
1990-09-08 10:00 | 9 | 156320 | 155538.375 | 99.5% | 50000 | 49749.992
1990-09-08 11:00 | 9 | 170045 | 169194.9062 | 99.5% | 50000 | 49750.0386
1990-09-08 12:00 | 9 | 175889 | 175009.9844 | 99.5% | 50000 | 49750.1221
1990-09-08 13:00 | 9 | 164046 | 163225.6719 | 99.5% | 50000 | 49749.9701
1990-09-08 14:00 | 9 | 102062 | 101552.1094 | 99.5% | 50000 | 49750.2055
1990-09-08 15:00 | 9 | 74555 | 74182.2188 | 99.5% | 50000 | 49749.9958
1990-09-08 16:00 | 9 | 42959.5 | 42744.668 | 99.5% | 42959.5 | 42744.668
1990-09-08 17:00 | 9 | 7792.79 | 7753.8286 | 99.5% | 7792.79 | 7753.8286
1990-09-08 18:00 | 9 | 16.2203 | 16.1392 | 99.5% | 16.2203 | 16.1392
1990-09-08 19:00 | 9 | 0 | 0 | 0% | 0 | 0
1990-09-08 20:00 | 9 | 0 | 0 | 0% | 0 | 0
1990-09-08 21:00 | 9 | 0 | 0 | 0% | 0 | 0
1990-09-08 22:00 | 9 | 0 | 0 | 0% | 0 | 0
1990-09-08 23:00 | 9 | 0 | 0 | 0% | 0 | 0
1990-09-09 | 9 | 0 | 0 | 0% | 0 | 0
1990-09-09 01:00 | 9 | 0 | 0 | 0% | 0 | 0
1990-09-09 02:00 | 9 | 0 | 0 | 0% | 0 | 0
1990-09-09 03:00 | 9 | 0 | 0 | 0% | 0 | 0
1990-09-09 04:00 | 9 | 0 | 0 | 0% | 0 | 0
1990-09-09 05:00 | 9 | 1952.4 | 1942.639 | 99.5% | 1952.4 | 1942.639
1990-09-09 06:00 | 9 | 21573.5 | 21465.6465 | 99.5% | 21573.5 | 21465.6465
1990-09-09 07:00 | 9 | 64405.6 | 64083.5469 | 99.5% | 50000 | 49749.9805
1990-09-09 08:00 | 9 | 110485 | 109932.875 | 99.5% | 50000 | 49750.1358
1990-09-09 09:00 | 9 | 141038 | 140333.25 | 99.5% | 50000 | 49750.156
1990-09-09 10:00 | 9 | 155906 | 155126.4375 | 99.5% | 50000 | 49749.9896
1990-09-09 11:00 | 9 | 168612 | 167768.8594 | 99.5% | 50000 | 49749.9761
1990-09-09 12:00 | 9 | 174270 | 173398.4219 | 99.5% | 50000 | 49749.9345
1990-09-09 13:00 | 9 | 165423 | 164595.9844 | 99.5% | 50000 | 49750.03
1990-09-09 14:00 | 9 | 101657 | 101148.2578 | 99.5% | 50000 | 49749.7751
1990-09-09 15:00 | 9 | 73056.3 | 72691.0547 | 99.5% | 50000 | 49750.0248
1990-09-09 16:00 | 9 | 41678.8 | 41470.4492 | 99.5% | 41678.8 | 41470.4492
1990-09-09 17:00 | 9 | 7291.75 | 7255.291 | 99.5% | 7291.75 | 7255.291
1990-09-09 18:00 | 9 | 0.1035 | 0.10298 | 99.5% | 0.1035 | 0.10298
1990-09-09 19:00 | 9 | 0 | 0 | 0% | 0 | 0
1990-09-09 20:00 | 9 | 0 | 0 | 0% | 0 | 0
1990-09-09 21:00 | 9 | 0 | 0 | 0% | 0 | 0
1990-09-09 22:00 | 9 | 0 | 0 | 0% | 0 | 0
1990-09-09 23:00 | 9 | 0 | 0 | 0% | 0 | 0
1990-09-10 | 9 | 0 | 0 | 0% | 0 | 0
1990-09-10 01:00 | 9 | 0 | 0 | 0% | 0 | 0
1990-09-10 02:00 | 9 | 0 | 0 | 0% | 0 | 0
1990-09-10 03:00 | 9 | 0 | 0 | 0% | 0 | 0
1990-09-10 04:00 | 9 | 0 | 0 | 0% | 0 | 0
1990-09-10 05:00 | 9 | 1676.79 | 1668.4078 | 99.5% | 1676.79 | 1668.4078
1990-09-10 06:00 | 9 | 21847.3 | 21738.0605 | 99.5% | 21847.3 | 21738.0605
1990-09-10 07:00 | 9 | 67902.9 | 67563.4062 | 99.5% | 50000 | 49750.0153
1990-09-10 08:00 | 9 | 110775 | 110220.7344 | 99.5% | 50000 | 49749.8237
1990-09-10 09:00 | 9 | 140443 | 139740.3281 | 99.5% | 50000 | 49749.8373
1990-09-10 10:00 | 9 | 157633 | 156844.9844 | 99.5% | 50000 | 49750.0474
1990-09-10 11:00 | 9 | 169372 | 168525.2188 | 99.5% | 50000 | 49750.0232
1990-09-10 12:00 | 9 | 173538 | 172670.5938 | 99.5% | 50000 | 49750.0818
1990-09-10 13:00 | 9 | 164711 | 163887.7969 | 99.5% | 50000 | 49750.1068
1990-09-10 14:00 | 9 | 103035 | 102519.3359 | 99.5% | 50000 | 49749.7627
1990-09-10 15:00 | 9 | 73106.1 | 72740.6016 | 99.5% | 50000 | 49750.0219
1990-09-10 16:00 | 9 | 41220.1 | 41013.9648 | 99.5% | 41220.1 | 41013.9648
1990-09-10 17:00 | 9 | 7557.61 | 7519.8188 | 99.5% | 7557.61 | 7519.8188
1990-09-10 18:00 | 9 | 0 | 0 | 0% | 0 | 0
1990-09-10 19:00 | 9 | 0 | 0 | 0% | 0 | 0
1990-09-10 20:00 | 9 | 0 | 0 | 0% | 0 | 0
1990-09-10 21:00 | 9 | 0 | 0 | 0% | 0 | 0
1990-09-10 22:00 | 9 | 0 | 0 | 0% | 0 | 0
1990-09-10 23:00 | 9 | 0 | 0 | 0% | 0 | 0
1990-09-11 | 9 | 0 | 0 | 0% | 0 | 0
1990-09-11 01:00 | 9 | 0 | 0 | 0% | 0 | 0
1990-09-11 02:00 | 9 | 0 | 0 | 0% | 0 | 0
1990-09-11 03:00 | 9 | 0 | 0 | 0% | 0 | 0
1990-09-11 04:00 | 9 | 0 | 0 | 0% | 0 | 0
1990-09-11 05:00 | 9 | 1651.29 | 1643.0331 | 99.5% | 1651.29 | 1643.0331
1990-09-11 06:00 | 9 | 21138.9 | 21033.1582 | 99.5% | 21138.9 | 21033.1582
1990-09-11 07:00 | 9 | 69326.1 | 68979.4297 | 99.5% | 50000 | 49749.9713
1990-09-11 08:00 | 9 | 110460 | 109907.5 | 99.5% | 50000 | 49749.9095
1990-09-11 09:00 | 9 | 138423 | 137731.0938 | 99.5% | 50000 | 49750.0754
1990-09-11 10:00 | 9 | 157083 | 156297.125 | 99.5% | 50000 | 49749.8536
1990-09-11 11:00 | 9 | 171233 | 170376.5469 | 99.5% | 50000 | 49749.9159
1990-09-11 12:00 | 9 | 176913 | 176028.4375 | 99.5% | 50000 | 49750.0007
1990-09-11 13:00 | 9 | 164120 | 163299.4062 | 99.5% | 50000 | 49750.0019
1990-09-11 14:00 | 9 | 101382 | 100875.3594 | 99.5% | 50000 | 49750.1329
1990-09-11 15:00 | 9 | 71874.2 | 71514.8125 | 99.5% | 50000 | 49749.9885
1990-09-11 16:00 | 9 | 40281.3 | 40079.8672 | 99.5% | 40281.3 | 40079.8672
1990-09-11 17:00 | 9 | 7146.96 | 7111.23 | 99.5% | 7146.96 | 7111.23
1990-09-11 18:00 | 9 | 0 | 0 | 0% | 0 | 0
1990-09-11 19:00 | 9 | 0 | 0 | 0% | 0 | 0
1990-09-11 20:00 | 9 | 0 | 0 | 0% | 0 | 0
1990-09-11 21:00 | 9 | 0 | 0 | 0% | 0 | 0
1990-09-11 22:00 | 9 | 0 | 0 | 0% | 0 | 0
1990-09-11 23:00 | 9 | 0 | 0 | 0% | 0 | 0
1990-09-12 | 9 | 0 | 0 | 0% | 0 | 0
1990-09-12 01:00 | 9 | 0 | 0 | 0% | 0 | 0
1990-09-12 02:00 | 9 | 0 | 0 | 0% | 0 | 0
1990-09-12 03:00 | 9 | 0 | 0 | 0% | 0 | 0
1990-09-12 04:00 | 9 | 0 | 0 | 0% | 0 | 0
1990-09-12 05:00 | 9 | 1624.38 | 1616.2587 | 99.5% | 1624.38 | 1616.2587
1990-09-12 06:00 | 9 | 22100.8 | 21990.25 | 99.5% | 22100.8 | 21990.25
1990-09-12 07:00 | 9 | 68310.2 | 67968.6094 | 99.5% | 50000 | 49749.971
1990-09-12 08:00 | 9 | 113032 | 112466.4531 | 99.5% | 50000 | 49749.8289
1990-09-12 09:00 | 9 | 132349 | 131686.7969 | 99.5% | 50000 | 49749.8269
1990-09-12 10:00 | 9 | 155631 | 154853.1562 | 99.5% | 50000 | 49750.1
1990-09-12 11:00 | 9 | 163348 | 162531.4219 | 99.5% | 50000 | 49750.0495
1990-09-12 12:00 | 9 | 173691 | 172822.6719 | 99.5% | 50000 | 49750.0365
1990-09-12 13:00 | 9 | 157181 | 156395.1875 | 99.5% | 50000 | 49750.0294
1990-09-12 14:00 | 9 | 87586.7 | 87148.7266 | 99.5% | 50000 | 49749.9772
1990-09-12 15:00 | 9 | 51230.6 | 50974.4648 | 99.5% | 50000 | 49750.0174
1990-09-12 16:00 | 9 | 35855.9 | 35676.6289 | 99.5% | 35855.9 | 35676.6289
1990-09-12 17:00 | 9 | 7543.66 | 7505.938 | 99.5% | 7543.66 | 7505.938
1990-09-12 18:00 | 9 | 0 | 0 | 0% | 0 | 0
1990-09-12 19:00 | 9 | 0 | 0 | 0% | 0 | 0
1990-09-12 20:00 | 9 | 0 | 0 | 0% | 0 | 0
1990-09-12 21:00 | 9 | 0 | 0 | 0% | 0 | 0
1990-09-12 22:00 | 9 | 0 | 0 | 0% | 0 | 0
1990-09-12 23:00 | 9 | 0 | 0 | 0% | 0 | 0
1990-09-13 | 9 | 0 | 0 | 0% | 0 | 0
1990-09-13 01:00 | 9 | 0 | 0 | 0% | 0 | 0
1990-09-13 02:00 | 9 | 0 | 0 | 0% | 0 | 0
1990-09-13 03:00 | 9 | 0 | 0 | 0% | 0 | 0
1990-09-13 04:00 | 9 | 0 | 0 | 0% | 0 | 0
1990-09-13 05:00 | 9 | 1375.14 | 1368.2612 | 99.5% | 1375.14 | 1368.2612
1990-09-13 06:00 | 9 | 12878.5 | 12814.0898 | 99.5% | 12878.5 | 12814.0898
1990-09-13 07:00 | 9 | 43711 | 43492.4375 | 99.5% | 43711 | 43492.4375
1990-09-13 08:00 | 9 | 76101.2 | 75720.6875 | 99.5% | 50000 | 49749.9957
1990-09-13 09:00 | 9 | 91560 | 91102.2422 | 99.5% | 50000 | 49750.023
1990-09-13 10:00 | 9 | 155898 | 155118.5781 | 99.5% | 50000 | 49750.0218
1990-09-13 11:00 | 9 | 161271 | 160464.5938 | 99.5% | 50000 | 49749.9841
1990-09-13 12:00 | 9 | 173330 | 172463.8281 | 99.5% | 50000 | 49750.1379
1990-09-13 13:00 | 9 | 163431 | 162613.625 | 99.5% | 50000 | 49749.9327
1990-09-13 14:00 | 9 | 101851 | 101341.4375 | 99.5% | 50000 | 49749.849
1990-09-13 15:00 | 9 | 70939.1 | 70584.4219 | 99.5% | 50000 | 49750.0122
1990-09-13 16:00 | 9 | 32596.8 | 32433.793 | 99.5% | 32596.8 | 32433.793
1990-09-13 17:00 | 9 | 2665.21 | 2651.8882 | 99.5% | 2665.21 | 2651.8882
1990-09-13 18:00 | 9 | 0 | 0 | 0% | 0 | 0
1990-09-13 19:00 | 9 | 0 | 0 | 0% | 0 | 0
1990-09-13 20:00 | 9 | 0 | 0 | 0% | 0 | 0
1990-09-13 21:00 | 9 | 0 | 0 | 0% | 0 | 0
1990-09-13 22:00 | 9 | 0 | 0 | 0% | 0 | 0
1990-09-13 23:00 | 9 | 0 | 0 | 0% | 0 | 0
1990-09-14 | 9 | 0 | 0 | 0% | 0 | 0
1990-09-14 01:00 | 9 | 0 | 0 | 0% | 0 | 0
1990-09-14 02:00 | 9 | 0 | 0 | 0% | 0 | 0
1990-09-14 03:00 | 9 | 0 | 0 | 0% | 0 | 0
1990-09-14 04:00 | 9 | 0 | 0 | 0% | 0 | 0
1990-09-14 05:00 | 9 | 804.001 | 799.9807 | 99.5% | 804.001 | 799.9807
1990-09-14 06:00 | 9 | 10140.5 | 10089.7617 | 99.5% | 10140.5 | 10089.7617
1990-09-14 07:00 | 9 | 31899.7 | 31740.1836 | 99.5% | 31899.7 | 31740.1836
1990-09-14 08:00 | 9 | 42059.5 | 41849.1914 | 99.5% | 42059.5 | 41849.1914
1990-09-14 09:00 | 9 | 73781.9 | 73413.0312 | 99.5% | 50000 | 49750.0276
1990-09-14 10:00 | 9 | 93245.4 | 92779.2188 | 99.5% | 50000 | 49750.0245
1990-09-14 11:00 | 9 | 177595 | 176706.5469 | 99.5% | 50000 | 49749.8654
1990-09-14 12:00 | 9 | 172128 | 171267.3438 | 99.5% | 50000 | 49749.9953
1990-09-14 13:00 | 9 | 140094 | 139393.7344 | 99.5% | 50000 | 49750.0729
1990-09-14 14:00 | 9 | 88215.5 | 87774.4531 | 99.5% | 50000 | 49750.0174
1990-09-14 15:00 | 9 | 50540.6 | 50287.875 | 99.5% | 50000 | 49749.9782
1990-09-14 16:00 | 9 | 32671.2 | 32507.8398 | 99.5% | 32671.2 | 32507.8398
1990-09-14 17:00 | 9 | 7275.64 | 7239.2661 | 99.5% | 7275.64 | 7239.2661
1990-09-14 18:00 | 9 | 0 | 0 | 0% | 0 | 0
1990-09-14 19:00 | 9 | 0 | 0 | 0% | 0 | 0
1990-09-14 20:00 | 9 | 0 | 0 | 0% | 0 | 0
1990-09-14 21:00 | 9 | 0 | 0 | 0% | 0 | 0
1990-09-14 22:00 | 9 | 0 | 0 | 0% | 0 | 0
1990-09-14 23:00 | 9 | 0 | 0 | 0% | 0 | 0
1990-09-15 | 9 | 0 | 0 | 0% | 0 | 0
1990-09-15 01:00 | 9 | 0 | 0 | 0% | 0 | 0
1990-09-15 02:00 | 9 | 0 | 0 | 0% | 0 | 0
1990-09-15 03:00 | 9 | 0 | 0 | 0% | 0 | 0
1990-09-15 04:00 | 9 | 0 | 0 | 0% | 0 | 0
1990-09-15 05:00 | 9 | 1527.91 | 1520.2693 | 99.5% | 1527.91 | 1520.2693
1990-09-15 06:00 | 9 | 17620.9 | 17532.7832 | 99.5% | 17620.9 | 17532.7832
1990-09-15 07:00 | 9 | 50922 | 50667.3555 | 99.5% | 50000 | 49749.9661
1990-09-15 08:00 | 9 | 49371.1 | 49124.2891 | 99.5% | 49371.1 | 49124.2891
1990-09-15 09:00 | 9 | 86299.6 | 85868.0625 | 99.5% | 50000 | 49749.9771
1990-09-15 10:00 | 9 | 145836 | 145106.9531 | 99.5% | 50000 | 49750.0456
1990-09-15 11:00 | 9 | 133138 | 132472.0781 | 99.5% | 50000 | 49749.9129
1990-09-15 12:00 | 9 | 168180 | 167338.9219 | 99.5% | 50000 | 49749.947
1990-09-15 13:00 | 9 | 155633 | 154855.1875 | 99.5% | 50000 | 49750.1132
1990-09-15 14:00 | 9 | 95643.5 | 95165.2578 | 99.5% | 50000 | 49749.9871
1990-09-15 15:00 | 9 | 59846.4 | 59547.1914 | 99.5% | 50000 | 49750.0196
1990-09-15 16:00 | 9 | 36551.8 | 36369.0469 | 99.5% | 36551.8 | 36369.0469
1990-09-15 17:00 | 9 | 6193.32 | 6162.3584 | 99.5% | 6193.32 | 6162.3584
1990-09-15 18:00 | 9 | 0 | 0 | 0% | 0 | 0
1990-09-15 19:00 | 9 | 0 | 0 | 0% | 0 | 0
1990-09-15 20:00 | 9 | 0 | 0 | 0% | 0 | 0
1990-09-15 21:00 | 9 | 0 | 0 | 0% | 0 | 0
1990-09-15 22:00 | 9 | 0 | 0 | 0% | 0 | 0
1990-09-15 23:00 | 9 | 0 | 0 | 0% | 0 | 0
1990-09-16 | 9 | 0 | 0 | 0% | 0 | 0
1990-09-16 01:00 | 9 | 0 | 0 | 0% | 0 | 0
1990-09-16 02:00 | 9 | 0 | 0 | 0% | 0 | 0
1990-09-16 03:00 | 9 | 0 | 0 | 0% | 0 | 0
1990-09-16 04:00 | 9 | 0 | 0 | 0% | 0 | 0
1990-09-16 05:00 | 9 | 654.293 | 651.0216 | 99.5% | 654.293 | 651.0216
1990-09-16 06:00 | 9 | 18712.8 | 18619.1914 | 99.5% | 18712.8 | 18619.1914
1990-09-16 07:00 | 9 | 38235.5 | 38044.293 | 99.5% | 38235.5 | 38044.293
1990-09-16 08:00 | 9 | 89555.6 | 89107.8203 | 99.5% | 50000 | 49749.9991
1990-09-16 09:00 | 9 | 82371.6 | 81959.7031 | 99.5% | 50000 | 49749.9764
1990-09-16 10:00 | 9 | 152093 | 151332.8281 | 99.5% | 50000 | 49750.0964
1990-09-16 11:00 | 9 | 160412 | 159609.4844 | 99.5% | 50000 | 49749.858
1990-09-16 12:00 | 9 | 175536 | 174657.8281 | 99.5% | 50000 | 49749.8599
1990-09-16 13:00 | 9 | 150964 | 150209.5625 | 99.5% | 50000 | 49750.1267
1990-09-16 14:00 | 9 | 98656.1 | 98162.8359 | 99.5% | 50000 | 49750.0083
1990-09-16 15:00 | 9 | 72341.1 | 71979.4375 | 99.5% | 50000 | 49750.0297
1990-09-16 16:00 | 9 | 30213.7 | 30062.5918 | 99.5% | 30213.7 | 30062.5918
1990-09-16 17:00 | 9 | 6805.78 | 6771.7554 | 99.5% | 6805.78 | 6771.7554
1990-09-16 18:00 | 9 | 0 | 0 | 0% | 0 | 0
1990-09-16 19:00 | 9 | 0 | 0 | 0% | 0 | 0
1990-09-16 20:00 | 9 | 0 | 0 | 0% | 0 | 0
1990-09-16 21:00 | 9 | 0 | 0 | 0% | 0 | 0
1990-09-16 22:00 | 9 | 0 | 0 | 0% | 0 | 0
1990-09-16 23:00 | 9 | 0 | 0 | 0% | 0 | 0
1990-09-17 | 9 | 0 | 0 | 0% | 0 | 0
1990-09-17 01:00 | 9 | 0 | 0 | 0% | 0 | 0
1990-09-17 02:00 | 9 | 0 | 0 | 0% | 0 | 0
1990-09-17 03:00 | 9 | 0 | 0 | 0% | 0 | 0
1990-09-17 04:00 | 9 | 0 | 0 | 0% | 0 | 0
1990-09-17 05:00 | 9 | 953.333 | 948.5663 | 99.5% | 953.333 | 948.5663
1990-09-17 06:00 | 9 | 7379.43 | 7342.5371 | 99.5% | 7379.43 | 7342.5371
1990-09-17 07:00 | 9 | 23493.1 | 23375.5879 | 99.5% | 23493.1 | 23375.5879
1990-09-17 08:00 | 9 | 48501.4 | 48258.8828 | 99.5% | 48501.4 | 48258.8828
1990-09-17 09:00 | 9 | 131440 | 130782.6641 | 99.5% | 50000 | 49749.9483
1990-09-17 10:00 | 9 | 150041 | 149290.4219 | 99.5% | 50000 | 49749.8757
1990-09-17 11:00 | 9 | 166056 | 165226.0625 | 99.5% | 50000 | 49750.1031
1990-09-17 12:00 | 9 | 169628 | 168779.6094 | 99.5% | 50000 | 49749.9261
1990-09-17 13:00 | 9 | 158259 | 157467.2344 | 99.5% | 50000 | 49749.8513
1990-09-17 14:00 | 9 | 102772 | 102258.4062 | 99.5% | 50000 | 49750.1295
1990-09-17 15:00 | 9 | 50527.7 | 50275.0312 | 99.5% | 50000 | 49749.9701
1990-09-17 16:00 | 9 | 24524.6 | 24401.9688 | 99.5% | 24524.6 | 24401.9688
1990-09-17 17:00 | 9 | 6421.65 | 6389.543 | 99.5% | 6421.65 | 6389.543
1990-09-17 18:00 | 9 | 0 | 0 | 0% | 0 | 0
1990-09-17 19:00 | 9 | 0 | 0 | 0% | 0 | 0
1990-09-17 20:00 | 9 | 0 | 0 | 0% | 0 | 0
1990-09-17 21:00 | 9 | 0 | 0 | 0% | 0 | 0
1990-09-17 22:00 | 9 | 0 | 0 | 0% | 0 | 0
1990-09-17 23:00 | 9 | 0 | 0 | 0% | 0 | 0
1990-09-18 | 9 | 0 | 0 | 0% | 0 | 0
1990-09-18 01:00 | 9 | 0 | 0 | 0% | 0 | 0
1990-09-18 02:00 | 9 | 0 | 0 | 0% | 0 | 0
1990-09-18 03:00 | 9 | 0 | 0 | 0% | 0 | 0
1990-09-18 04:00 | 9 | 0 | 0 | 0% | 0 | 0
1990-09-18 05:00 | 9 | 245.081 | 243.8555 | 99.5% | 245.081 | 243.8555
1990-09-18 06:00 | 9 | 9331.02 | 9284.3682 | 99.5% | 9331.02 | 9284.3682
1990-09-18 07:00 | 9 | 25058.9 | 24933.6445 | 99.5% | 25058.9 | 24933.6445
1990-09-18 08:00 | 9 | 64626.3 | 64303.1914 | 99.5% | 50000 | 49750.0177
1990-09-18 09:00 | 9 | 80423.3 | 80021.1484 | 99.5% | 50000 | 49749.9782
1990-09-18 10:00 | 9 | 141153 | 140447.7031 | 99.5% | 50000 | 49750.1658
1990-09-18 11:00 | 9 | 156606 | 155823.0312 | 99.5% | 50000 | 49750.0196
1990-09-18 12:00 | 9 | 165351 | 164524.5938 | 99.5% | 50000 | 49750.1055
1990-09-18 13:00 | 9 | 138531 | 137837.8594 | 99.5% | 50000 | 49749.8247
1990-09-18 14:00 | 9 | 95252.9 | 94776.6641 | 99.5% | 50000 | 49750.015
1990-09-18 15:00 | 9 | 66397.5 | 66065.4688 | 99.5% | 50000 | 49749.9671
1990-09-18 16:00 | 9 | 34798.9 | 34624.875 | 99.5% | 34798.9 | 34624.875
1990-09-18 17:00 | 9 | 5517.87 | 5490.2798 | 99.5% | 5517.87 | 5490.2798
1990-09-18 18:00 | 9 | 0 | 0 | 0% | 0 | 0
1990-09-18 19:00 | 9 | 0 | 0 | 0% | 0 | 0
1990-09-18 20:00 | 9 | 0 | 0 | 0% | 0 | 0
1990-09-18 21:00 | 9 | 0 | 0 | 0% | 0 | 0
1990-09-18 22:00 | 9 | 0 | 0 | 0% | 0 | 0
1990-09-18 23:00 | 9 | 0 | 0 | 0% | 0 | 0
1990-09-19 | 9 | 0 | 0 | 0% | 0 | 0
1990-09-19 01:00 | 9 | 0 | 0 | 0% | 0 | 0
1990-09-19 02:00 | 9 | 0 | 0 | 0% | 0 | 0
1990-09-19 03:00 | 9 | 0 | 0 | 0% | 0 | 0
1990-09-19 04:00 | 9 | 0 | 0 | 0% | 0 | 0
1990-09-19 05:00 | 9 | 951.955 | 947.1948 | 99.5% | 951.955 | 947.1948
1990-09-19 06:00 | 9 | 11414 | 11356.9102 | 99.5% | 11414 | 11356.9102
1990-09-19 07:00 | 9 | 21306.1 | 21199.5508 | 99.5% | 21306.1 | 21199.5508
1990-09-19 08:00 | 9 | 61085.3 | 60779.8906 | 99.5% | 50000 | 49750.014
1990-09-19 09:00 | 9 | 56860.8 | 56576.5156 | 99.5% | 50000 | 49750.0173
1990-09-19 10:00 | 9 | 64084.4 | 63763.9922 | 99.5% | 50000 | 49750.0111
1990-09-19 11:00 | 9 | 148047 | 147306.9062 | 99.5% | 50000 | 49750.0477
1990-09-19 12:00 | 9 | 159629 | 158831.0781 | 99.5% | 50000 | 49750.0699
1990-09-19 13:00 | 9 | 163372 | 162554.8906 | 99.5% | 50000 | 49749.9237
1990-09-19 14:00 | 9 | 101403 | 100895.6562 | 99.5% | 50000 | 49749.8379
1990-09-19 15:00 | 9 | 67677.6 | 67339.2031 | 99.5% | 50000 | 49749.9934
1990-09-19 16:00 | 9 | 33683.9 | 33515.4883 | 99.5% | 33683.9 | 33515.4883
1990-09-19 17:00 | 9 | 5453.61 | 5426.3413 | 99.5% | 5453.61 | 5426.3413
1990-09-19 18:00 | 9 | 0 | 0 | 0% | 0 | 0
1990-09-19 19:00 | 9 | 0 | 0 | 0% | 0 | 0
1990-09-19 20:00 | 9 | 0 | 0 | 0% | 0 | 0
1990-09-19 21:00 | 9 | 0 | 0 | 0% | 0 | 0
1990-09-19 22:00 | 9 | 0 | 0 | 0% | 0 | 0
1990-09-19 23:00 | 9 | 0 | 0 | 0% | 0 | 0
1990-09-20 | 9 | 0 | 0 | 0% | 0 | 0
1990-09-20 01:00 | 9 | 0 | 0 | 0% | 0 | 0
1990-09-20 02:00 | 9 | 0 | 0 | 0% | 0 | 0
1990-09-20 03:00 | 9 | 0 | 0 | 0% | 0 | 0
1990-09-20 04:00 | 9 | 0 | 0 | 0% | 0 | 0
1990-09-20 05:00 | 9 | 65.8301 | 65.5009 | 99.5% | 65.8301 | 65.5009
1990-09-20 06:00 | 9 | 9076.77 | 9031.3809 | 99.5% | 9076.77 | 9031.3809
1990-09-20 07:00 | 9 | 27936.6 | 27796.9023 | 99.5% | 27936.6 | 27796.9023
1990-09-20 08:00 | 9 | 42970.5 | 42755.6328 | 99.5% | 42970.5 | 42755.6328
1990-09-20 09:00 | 9 | 55447.2 | 55169.9336 | 99.5% | 50000 | 49749.9726
1990-09-20 10:00 | 9 | 125215 | 124588.7031 | 99.5% | 50000 | 49749.9114
1990-09-20 11:00 | 9 | 163346 | 162529.1875 | 99.5% | 50000 | 49749.9747
1990-09-20 12:00 | 9 | 161366 | 160559.375 | 99.5% | 50000 | 49750.0635
1990-09-20 13:00 | 9 | 147712 | 146973.5156 | 99.5% | 50000 | 49750.0256
1990-09-20 14:00 | 9 | 93310.9 | 92844.3281 | 99.5% | 50000 | 49749.9907
1990-09-20 15:00 | 9 | 66671.2 | 66337.8125 | 99.5% | 50000 | 49749.9764
1990-09-20 16:00 | 9 | 34607.7 | 34434.668 | 99.5% | 34607.7 | 34434.668
1990-09-20 17:00 | 9 | 5371.2 | 5344.3394 | 99.5% | 5371.2 | 5344.3394
1990-09-20 18:00 | 9 | 0 | 0 | 0% | 0 | 0
1990-09-20 19:00 | 9 | 0 | 0 | 0% | 0 | 0
1990-09-20 20:00 | 9 | 0 | 0 | 0% | 0 | 0
1990-09-20 21:00 | 9 | 0 | 0 | 0% | 0 | 0
1990-09-20 22:00 | 9 | 0 | 0 | 0% | 0 | 0
1990-09-20 23:00 | 9 | 0 | 0 | 0% | 0 | 0
1990-09-21 | 9 | 0 | 0 | 0% | 0 | 0
1990-09-21 01:00 | 9 | 0 | 0 | 0% | 0 | 0
1990-09-21 02:00 | 9 | 0 | 0 | 0% | 0 | 0
1990-09-21 03:00 | 9 | 0 | 0 | 0% | 0 | 0
1990-09-21 04:00 | 9 | 0 | 0 | 0% | 0 | 0
1990-09-21 05:00 | 9 | 803.875 | 799.8555 | 99.5% | 803.875 | 799.8555
1990-09-21 06:00 | 9 | 13780.6 | 13711.6953 | 99.5% | 13780.6 | 13711.6953
1990-09-21 07:00 | 9 | 49032.2 | 48787.0078 | 99.5% | 49032.2 | 48787.0078
1990-09-21 08:00 | 9 | 97886.5 | 97397.0469 | 99.5% | 50000 | 49749.9895
1990-09-21 09:00 | 9 | 112409 | 111846.5 | 99.5% | 50000 | 49749.7976
1990-09-21 10:00 | 9 | 131694 | 131035.2578 | 99.5% | 50000 | 49749.8967
1990-09-21 11:00 | 9 | 165900 | 165070.8594 | 99.5% | 50000 | 49750.1083
1990-09-21 12:00 | 9 | 165143 | 164317.7656 | 99.5% | 50000 | 49750.1455
1990-09-21 13:00 | 9 | 156695 | 155911.8594 | 99.5% | 50000 | 49750.1067
1990-09-21 14:00 | 9 | 97402 | 96914.9688 | 99.5% | 50000 | 49749.9891
1990-09-21 15:00 | 9 | 64258.2 | 63936.9141 | 99.5% | 50000 | 49750.0039
1990-09-21 16:00 | 9 | 32362.6 | 32200.752 | 99.5% | 32362.6 | 32200.752
1990-09-21 17:00 | 9 | 4168.67 | 4147.8291 | 99.5% | 4168.67 | 4147.8291
1990-09-21 18:00 | 9 | 0 | 0 | 0% | 0 | 0
1990-09-21 19:00 | 9 | 0 | 0 | 0% | 0 | 0
1990-09-21 20:00 | 9 | 0 | 0 | 0% | 0 | 0
1990-09-21 21:00 | 9 | 0 | 0 | 0% | 0 | 0
1990-09-21 22:00 | 9 | 0 | 0 | 0% | 0 | 0
1990-09-21 23:00 | 9 | 0 | 0 | 0% | 0 | 0
1990-09-22 | 9 | 0 | 0 | 0% | 0 | 0
1990-09-22 01:00 | 9 | 0 | 0 | 0% | 0 | 0
1990-09-22 02:00 | 9 | 0 | 0 | 0% | 0 | 0
1990-09-22 03:00 | 9 | 0 | 0 | 0% | 0 | 0
1990-09-22 04:00 | 9 | 0 | 0 | 0% | 0 | 0
1990-09-22 05:00 | 9 | 961.735 | 956.926 | 99.5% | 961.735 | 956.926
1990-09-22 06:00 | 9 | 18234.9 | 18143.6934 | 99.5% | 18234.9 | 18143.6934
1990-09-22 07:00 | 9 | 63168.2 | 62852.3398 | 99.5% | 50000 | 49749.9848
1990-09-22 08:00 | 9 | 105637 | 105109.2891 | 99.5% | 50000 | 49750.2244
1990-09-22 09:00 | 9 | 133473 | 132806.0469 | 99.5% | 50000 | 49750.1543
1990-09-22 10:00 | 9 | 149798 | 149049.0781 | 99.5% | 50000 | 49750.0227
1990-09-22 11:00 | 9 | 164386 | 163564.3438 | 99.5% | 50000 | 49750.0833
1990-09-22 12:00 | 9 | 162387 | 161575.2344 | 99.5% | 50000 | 49750.0522
1990-09-22 13:00 | 9 | 158200 | 157408.6719 | 99.5% | 50000 | 49749.8963
1990-09-22 14:00 | 9 | 99292.2 | 98795.75 | 99.5% | 50000 | 49750.0055
1990-09-22 15:00 | 9 | 60779.4 | 60475.4609 | 99.5% | 50000 | 49749.9654
1990-09-22 16:00 | 9 | 30426.4 | 30274.3164 | 99.5% | 30426.4 | 30274.3164
1990-09-22 17:00 | 9 | 4439.78 | 4417.5781 | 99.5% | 4439.78 | 4417.5781
1990-09-22 18:00 | 9 | 0 | 0 | 0% | 0 | 0
1990-09-22 19:00 | 9 | 0 | 0 | 0% | 0 | 0
1990-09-22 20:00 | 9 | 0 | 0 | 0% | 0 | 0
1990-09-22 21:00 | 9 | 0 | 0 | 0% | 0 | 0
1990-09-22 22:00 | 9 | 0 | 0 | 0% | 0 | 0
1990-09-22 23:00 | 9 | 0 | 0 | 0% | 0 | 0
1990-09-23 | 9 | 0 | 0 | 0% | 0 | 0
1990-09-23 01:00 | 9 | 0 | 0 | 0% | 0 | 0
1990-09-23 02:00 | 9 | 0 | 0 | 0% | 0 | 0
1990-09-23 03:00 | 9 | 0 | 0 | 0% | 0 | 0
1990-09-23 04:00 | 9 | 0 | 0 | 0% | 0 | 0
1990-09-23 05:00 | 9 | 1014.31 | 1009.2394 | 99.5% | 1014.31 | 1009.2394
1990-09-23 06:00 | 9 | 17496.7 | 17409.2383 | 99.5% | 17496.7 | 17409.2383
1990-09-23 07:00 | 9 | 46120.4 | 45889.8164 | 99.5% | 46120.4 | 45889.8164
1990-09-23 08:00 | 9 | 75185.6 | 74809.6562 | 99.5% | 50000 | 49749.9895
1990-09-23 09:00 | 9 | 73503.2 | 73135.6562 | 99.5% | 50000 | 49749.9811
1990-09-23 10:00 | 9 | 109945 | 109395.0156 | 99.5% | 50000 | 49749.882
1990-09-23 11:00 | 9 | 162314 | 161502.875 | 99.5% | 50000 | 49750.1371
1990-09-23 12:00 | 9 | 168056 | 167216.2031 | 99.5% | 50000 | 49750.1437
1990-09-23 13:00 | 9 | 157250 | 156464.1875 | 99.5% | 50000 | 49750.1391
1990-09-23 14:00 | 9 | 94246.5 | 93775.2266 | 99.5% | 50000 | 49749.9783
1990-09-23 15:00 | 9 | 61648 | 61339.7188 | 99.5% | 50000 | 49749.9665
1990-09-23 16:00 | 9 | 30338 | 30186.3594 | 99.5% | 30338 | 30186.3594
1990-09-23 17:00 | 9 | 3758.65 | 3739.8562 | 99.5% | 3758.65 | 3739.8562
1990-09-23 18:00 | 9 | 0 | 0 | 0% | 0 | 0
1990-09-23 19:00 | 9 | 0 | 0 | 0% | 0 | 0
1990-09-23 20:00 | 9 | 0 | 0 | 0% | 0 | 0
1990-09-23 21:00 | 9 | 0 | 0 | 0% | 0 | 0
1990-09-23 22:00 | 9 | 0 | 0 | 0% | 0 | 0
1990-09-23 23:00 | 9 | 0 | 0 | 0% | 0 | 0
1990-09-24 | 9 | 0 | 0 | 0% | 0 | 0
1990-09-24 01:00 | 9 | 0 | 0 | 0% | 0 | 0
1990-09-24 02:00 | 9 | 0 | 0 | 0% | 0 | 0
1990-09-24 03:00 | 9 | 0 | 0 | 0% | 0 | 0
1990-09-24 04:00 | 9 | 0 | 0 | 0% | 0 | 0
1990-09-24 05:00 | 9 | 672.187 | 668.8257 | 99.5% | 672.187 | 668.8257
1990-09-24 06:00 | 9 | 17905.1 | 17815.6074 | 99.5% | 17905.1 | 17815.6074
1990-09-24 07:00 | 9 | 64186.9 | 63865.9375 | 99.5% | 50000 | 49749.9782
1990-09-24 08:00 | 9 | 87594.8 | 87156.8438 | 99.5% | 50000 | 49750.0101
1990-09-24 09:00 | 9 | 133573 | 132905.4844 | 99.5% | 50000 | 49750.1308
1990-09-24 10:00 | 9 | 152235 | 151473.6875 | 99.5% | 50000 | 49749.9548
1990-09-24 11:00 | 9 | 168160 | 167319.4062 | 99.5% | 50000 | 49750.0613
1990-09-24 12:00 | 9 | 172851 | 171986.3594 | 99.5% | 50000 | 49749.8885
1990-09-24 13:00 | 9 | 151566 | 150807.8906 | 99.5% | 50000 | 49749.9078
1990-09-24 14:00 | 9 | 77780.4 | 77391.4531 | 99.5% | 50000 | 49749.9712
1990-09-24 15:00 | 9 | 60469.9 | 60167.5078 | 99.5% | 50000 | 49749.9647
1990-09-24 16:00 | 9 | 28247.9 | 28106.707 | 99.5% | 28247.9 | 28106.707
1990-09-24 17:00 | 9 | 4020.86 | 4000.7537 | 99.5% | 4020.86 | 4000.7537
1990-09-24 18:00 | 9 | 0 | 0 | 0% | 0 | 0
1990-09-24 19:00 | 9 | 0 | 0 | 0% | 0 | 0
1990-09-24 20:00 | 9 | 0 | 0 | 0% | 0 | 0
1990-09-24 21:00 | 9 | 0 | 0 | 0% | 0 | 0
1990-09-24 22:00 | 9 | 0 | 0 | 0% | 0 | 0
1990-09-24 23:00 | 9 | 0 | 0 | 0% | 0 | 0
1990-09-25 | 9 | 0 | 0 | 0% | 0 | 0
1990-09-25 01:00 | 9 | 0 | 0 | 0% | 0 | 0
1990-09-25 02:00 | 9 | 0 | 0 | 0% | 0 | 0
1990-09-25 03:00 | 9 | 0 | 0 | 0% | 0 | 0
1990-09-25 04:00 | 9 | 0 | 0 | 0% | 0 | 0
1990-09-25 05:00 | 9 | 750.481 | 746.7286 | 99.5% | 750.481 | 746.7286
1990-09-25 06:00 | 9 | 17840.4 | 17751.1582 | 99.5% | 17840.4 | 17751.1582
1990-09-25 07:00 | 9 | 64105.3 | 63784.793 | 99.5% | 50000 | 49750.0152
1990-09-25 08:00 | 9 | 105481 | 104954.0078 | 99.5% | 50000 | 49750.1957
1990-09-25 09:00 | 9 | 133111 | 132445.5469 | 99.5% | 50000 | 49750.0383
1990-09-25 10:00 | 9 | 150538 | 149785.7812 | 99.5% | 50000 | 49750.1565
1990-09-25 11:00 | 9 | 158802 | 158008.3438 | 99.5% | 50000 | 49750.1114
1990-09-25 12:00 | 9 | 160291 | 159489.7969 | 99.5% | 50000 | 49750.0786
1990-09-25 13:00 | 9 | 122088 | 121477.9062 | 99.5% | 50000 | 49750.1418
1990-09-25 14:00 | 9 | 93650.3 | 93182.0234 | 99.5% | 50000 | 49749.9866
1990-09-25 15:00 | 9 | 56954 | 56669.1875 | 99.5% | 50000 | 49749.9627
1990-09-25 16:00 | 9 | 26656.7 | 26523.4648 | 99.5% | 26656.7 | 26523.4648
1990-09-25 17:00 | 9 | 4097.29 | 4076.8081 | 99.5% | 4097.29 | 4076.8081
1990-09-25 18:00 | 9 | 0 | 0 | 0% | 0 | 0
1990-09-25 19:00 | 9 | 0 | 0 | 0% | 0 | 0
1990-09-25 20:00 | 9 | 0 | 0 | 0% | 0 | 0
1990-09-25 21:00 | 9 | 0 | 0 | 0% | 0 | 0
1990-09-25 22:00 | 9 | 0 | 0 | 0% | 0 | 0
1990-09-25 23:00 | 9 | 0 | 0 | 0% | 0 | 0
1990-09-26 | 9 | 0 | 0 | 0% | 0 | 0
1990-09-26 01:00 | 9 | 0 | 0 | 0% | 0 | 0
1990-09-26 02:00 | 9 | 0 | 0 | 0% | 0 | 0
1990-09-26 03:00 | 9 | 0 | 0 | 0% | 0 | 0
1990-09-26 04:00 | 9 | 0 | 0 | 0% | 0 | 0
1990-09-26 05:00 | 9 | 1015.55 | 1010.4695 | 99.5% | 1015.55 | 1010.4695
1990-09-26 06:00 | 9 | 17055 | 16969.7578 | 99.5% | 17055 | 16969.7578
1990-09-26 07:00 | 9 | 46226.8 | 45995.668 | 99.5% | 46226.8 | 45995.668
1990-09-26 08:00 | 9 | 82219.9 | 81808.75 | 99.5% | 50000 | 49749.9693
1990-09-26 09:00 | 9 | 91968.7 | 91508.8672 | 99.5% | 50000 | 49750.0058
1990-09-26 10:00 | 9 | 125307 | 124680.3594 | 99.5% | 50000 | 49749.9579
1990-09-26 11:00 | 9 | 155314 | 154537.7656 | 99.5% | 50000 | 49750.108
1990-09-26 12:00 | 9 | 158993 | 158198.0625 | 99.5% | 50000 | 49750.0086
1990-09-26 13:00 | 9 | 151030 | 150274.7188 | 99.5% | 50000 | 49749.9565
1990-09-26 14:00 | 9 | 94592 | 94119.0469 | 99.5% | 50000 | 49750.0036
1990-09-26 15:00 | 9 | 55588.3 | 55310.4062 | 99.5% | 50000 | 49750.0429
1990-09-26 16:00 | 9 | 28175.3 | 28034.3926 | 99.5% | 28175.3 | 28034.3926
1990-09-26 17:00 | 9 | 3785.83 | 3766.8999 | 99.5% | 3785.83 | 3766.8999
1990-09-26 18:00 | 9 | 0 | 0 | 0% | 0 | 0
1990-09-26 19:00 | 9 | 0 | 0 | 0% | 0 | 0
1990-09-26 20:00 | 9 | 0 | 0 | 0% | 0 | 0
1990-09-26 21:00 | 9 | 0 | 0 | 0% | 0 | 0
1990-09-26 22:00 | 9 | 0 | 0 | 0% | 0 | 0
1990-09-26 23:00 | 9 | 0 | 0 | 0% | 0 | 0
1990-09-27 | 9 | 0 | 0 | 0% | 0 | 0
1990-09-27 01:00 | 9 | 0 | 0 | 0% | 0 | 0
1990-09-27 02:00 | 9 | 0 | 0 | 0% | 0 | 0
1990-09-27 03:00 | 9 | 0 | 0 | 0% | 0 | 0
1990-09-27 04:00 | 9 | 0 | 0 | 0% | 0 | 0
1990-09-27 05:00 | 9 | 329.798 | 328.149 | 99.5% | 329.798 | 328.149
1990-09-27 06:00 | 9 | 6950.02 | 6915.2705 | 99.5% | 6950.02 | 6915.2705
1990-09-27 07:00 | 9 | 24669.3 | 24545.9375 | 99.5% | 24669.3 | 24545.9375
1990-09-27 08:00 | 9 | 61300.1 | 60993.5781 | 99.5% | 50000 | 49749.9826
1990-09-27 09:00 | 9 | 81289.7 | 80883.2578 | 99.5% | 50000 | 49750.0039
1990-09-27 10:00 | 9 | 52714.5 | 52450.9375 | 99.5% | 50000 | 49750.0095
1990-09-27 11:00 | 9 | 54822.9 | 54548.7344 | 99.5% | 50000 | 49749.9534
1990-09-27 12:00 | 9 | 135824 | 135145.3281 | 99.5% | 50000 | 49750.165
1990-09-27 13:00 | 9 | 59150.5 | 58854.7148 | 99.5% | 50000 | 49749.9724
1990-09-27 14:00 | 9 | 52014 | 51753.9375 | 99.5% | 50000 | 49750.0072
1990-09-27 15:00 | 9 | 36881.4 | 36696.9844 | 99.5% | 36881.4 | 36696.9844
1990-09-27 16:00 | 9 | 14229 | 14157.8398 | 99.5% | 14229 | 14157.8398
1990-09-27 17:00 | 9 | 3037.02 | 3021.8308 | 99.5% | 3037.02 | 3021.8308
1990-09-27 18:00 | 9 | 0 | 0 | 0% | 0 | 0
1990-09-27 19:00 | 9 | 0 | 0 | 0% | 0 | 0
1990-09-27 20:00 | 9 | 0 | 0 | 0% | 0 | 0
1990-09-27 21:00 | 9 | 0 | 0 | 0% | 0 | 0
1990-09-27 22:00 | 9 | 0 | 0 | 0% | 0 | 0
1990-09-27 23:00 | 9 | 0 | 0 | 0% | 0 | 0
1990-09-28 | 9 | 0 | 0 | 0% | 0 | 0
1990-09-28 01:00 | 9 | 0 | 0 | 0% | 0 | 0
1990-09-28 02:00 | 9 | 0 | 0 | 0% | 0 | 0
1990-09-28 03:00 | 9 | 0 | 0 | 0% | 0 | 0
1990-09-28 04:00 | 9 | 0 | 0 | 0% | 0 | 0
1990-09-28 05:00 | 9 | 143.891 | 143.1717 | 99.5% | 143.891 | 143.1717
1990-09-28 06:00 | 9 | 13504.7 | 13437.2061 | 99.5% | 13504.7 | 13437.2061
1990-09-28 07:00 | 9 | 34800.9 | 34626.8672 | 99.5% | 34800.9 | 34626.8672
1990-09-28 08:00 | 9 | 76985.9 | 76600.9609 | 99.5% | 50000 | 49749.9938
1990-09-28 09:00 | 9 | 67827.8 | 67488.6953 | 99.5% | 50000 | 49750.0253
1990-09-28 10:00 | 9 | 85015.9 | 84590.8359 | 99.5% | 50000 | 49750.0091
1990-09-28 11:00 | 9 | 157852 | 157062.3438 | 99.5% | 50000 | 49749.8745
1990-09-28 12:00 | 9 | 155229 | 154452.5312 | 99.5% | 50000 | 49749.8957
1990-09-28 13:00 | 9 | 120340 | 119737.9219 | 99.5% | 50000 | 49749.8429
1990-09-28 14:00 | 9 | 83228.8 | 82812.6406 | 99.5% | 50000 | 49749.9908
1990-09-28 15:00 | 9 | 45144.8 | 44919.0391 | 99.5% | 45144.8 | 44919.0391
1990-09-28 16:00 | 9 | 26804.5 | 26670.4648 | 99.5% | 26804.5 | 26670.4648
1990-09-28 17:00 | 9 | 2922.92 | 2908.303 | 99.5% | 2922.92 | 2908.303
1990-09-28 18:00 | 9 | 0 | 0 | 0% | 0 | 0
1990-09-28 19:00 | 9 | 0 | 0 | 0% | 0 | 0
1990-09-28 20:00 | 9 | 0 | 0 | 0% | 0 | 0
1990-09-28 21:00 | 9 | 0 | 0 | 0% | 0 | 0
1990-09-28 22:00 | 9 | 0 | 0 | 0% | 0 | 0
1990-09-28 23:00 | 9 | 0 | 0 | 0% | 0 | 0
1990-09-29 | 9 | 0 | 0 | 0% | 0 | 0
1990-09-29 01:00 | 9 | 0 | 0 | 0% | 0 | 0
1990-09-29 02:00 | 9 | 0 | 0 | 0% | 0 | 0
1990-09-29 03:00 | 9 | 0 | 0 | 0% | 0 | 0
1990-09-29 04:00 | 9 | 0 | 0 | 0% | 0 | 0
1990-09-29 05:00 | 9 | 0 | 0 | 0% | 0 | 0
1990-09-29 06:00 | 9 | 11468.9 | 11411.5977 | 99.5% | 11468.9 | 11411.5977
1990-09-29 07:00 | 9 | 22855.1 | 22740.8164 | 99.5% | 22855.1 | 22740.8164
1990-09-29 08:00 | 9 | 42726.8 | 42513.125 | 99.5% | 42726.8 | 42513.125
1990-09-29 09:00 | 9 | 71489.8 | 71132.3125 | 99.5% | 50000 | 49749.9731
1990-09-29 10:00 | 9 | 70830.9 | 70476.7656 | 99.5% | 50000 | 49750.0142
1990-09-29 11:00 | 9 | 86620.2 | 86187.1016 | 99.5% | 50000 | 49750.0015
1990-09-29 12:00 | 9 | 67684.4 | 67345.9375 | 99.5% | 50000 | 49749.9701
1990-09-29 13:00 | 9 | 142879 | 142164.2812 | 99.5% | 50000 | 49749.8867
1990-09-29 14:00 | 9 | 94123.7 | 93653.1016 | 99.5% | 50000 | 49750.0107
1990-09-29 15:00 | 9 | 38988.9 | 38793.9688 | 99.5% | 38988.9 | 38793.9688
1990-09-29 16:00 | 9 | 25891.2 | 25761.7324 | 99.5% | 25891.2 | 25761.7324
1990-09-29 17:00 | 9 | 2110.92 | 2100.364 | 99.5% | 2110.92 | 2100.364
1990-09-29 18:00 | 9 | 0 | 0 | 0% | 0 | 0
1990-09-29 19:00 | 9 | 0 | 0 | 0% | 0 | 0
1990-09-29 20:00 | 9 | 0 | 0 | 0% | 0 | 0
1990-09-29 21:00 | 9 | 0 | 0 | 0% | 0 | 0
1990-09-29 22:00 | 9 | 0 | 0 | 0% | 0 | 0
1990-09-29 23:00 | 9 | 0 | 0 | 0% | 0 | 0
1990-09-30 | 9 | 0 | 0 | 0% | 0 | 0
1990-09-30 01:00 | 9 | 0 | 0 | 0% | 0 | 0
1990-09-30 02:00 | 9 | 0 | 0 | 0% | 0 | 0
1990-09-30 03:00 | 9 | 0 | 0 | 0% | 0 | 0
1990-09-30 04:00 | 9 | 0 | 0 | 0% | 0 | 0
1990-09-30 05:00 | 9 | 509.84 | 507.2912 | 99.5% | 509.84 | 507.2912
1990-09-30 06:00 | 9 | 8928.85 | 8884.209 | 99.5% | 8928.85 | 8884.209
1990-09-30 07:00 | 9 | 41794.9 | 41585.9258 | 99.5% | 41794.9 | 41585.9258
1990-09-30 08:00 | 9 | 100926 | 100421 | 99.5% | 50000 | 49749.8167
1990-09-30 09:00 | 9 | 127754 | 127115.0312 | 99.5% | 50000 | 49749.9222
1990-09-30 10:00 | 9 | 148089 | 147348.375 | 99.5% | 50000 | 49749.9392
1990-09-30 11:00 | 9 | 161808 | 160999.4531 | 99.5% | 50000 | 49750.1524
1990-09-30 12:00 | 9 | 166820 | 165986.2031 | 99.5% | 50000 | 49750.0909
1990-09-30 13:00 | 9 | 145652 | 144923.2969 | 99.5% | 50000 | 49749.8479
1990-09-30 14:00 | 9 | 70063.1 | 69712.8281 | 99.5% | 50000 | 49750.0311
1990-09-30 15:00 | 9 | 46432.3 | 46200.1641 | 99.5% | 46432.3 | 46200.1641
1990-09-30 16:00 | 9 | 19497.1 | 19399.5801 | 99.5% | 19497.1 | 19399.5801
1990-09-30 17:00 | 9 | 2660.71 | 2647.408 | 99.5% | 2660.71 | 2647.408
1990-09-30 18:00 | 9 | 0 | 0 | 0% | 0 | 0
1990-09-30 19:00 | 9 | 0 | 0 | 0% | 0 | 0
1990-09-30 20:00 | 9 | 0 | 0 | 0% | 0 | 0
1990-09-30 21:00 | 9 | 0 | 0 | 0% | 0 | 0
1990-09-30 22:00 | 9 | 0 | 0 | 0% | 0 | 0
1990-09-30 23:00 | 9 | 0 | 0 | 0% | 0 | 0
1989-10-01 | 10 | 0 | 0 | 0% | 0 | 0
1989-10-01 01:00 | 10 | 0 | 0 | 0% | 0 | 0
1989-10-01 02:00 | 10 | 0 | 0 | 0% | 0 | 0
1989-10-01 03:00 | 10 | 0 | 0 | 0% | 0 | 0
1989-10-01 04:00 | 10 | 0 | 0 | 0% | 0 | 0
1989-10-01 05:00 | 10 | 658.342 | 655.0505 | 99.5% | 658.342 | 655.0505
1989-10-01 06:00 | 10 | 6182.09 | 6151.1836 | 99.5% | 6182.09 | 6151.1836
1989-10-01 07:00 | 10 | 22071.1 | 21960.7109 | 99.5% | 22071.1 | 21960.7109
1989-10-01 08:00 | 10 | 99177.2 | 98681.3359 | 99.5% | 50000 | 49750.0111
1989-10-01 09:00 | 10 | 123726 | 123107.5 | 99.5% | 50000 | 49750.0525
1989-10-01 10:00 | 10 | 144487 | 143764.6562 | 99.5% | 50000 | 49750.0316
1989-10-01 11:00 | 10 | 154023 | 153252.5938 | 99.5% | 50000 | 49749.9055
1989-10-01 12:00 | 10 | 167036 | 166200.9688 | 99.5% | 50000 | 49750.0445
1989-10-01 13:00 | 10 | 140712 | 140008.4219 | 99.5% | 50000 | 49749.9936
1989-10-01 14:00 | 10 | 95324.5 | 94847.8672 | 99.5% | 50000 | 49749.9946
1989-10-01 15:00 | 10 | 41145.8 | 40940.0742 | 99.5% | 41145.8 | 40940.0742
1989-10-01 16:00 | 10 | 19103.5 | 19008.002 | 99.5% | 19103.5 | 19008.002
1989-10-01 17:00 | 10 | 2799.01 | 2785.0166 | 99.5% | 2799.01 | 2785.0166
1989-10-01 18:00 | 10 | 0 | 0 | 0% | 0 | 0
1989-10-01 19:00 | 10 | 0 | 0 | 0% | 0 | 0
1989-10-01 20:00 | 10 | 0 | 0 | 0% | 0 | 0
1989-10-01 21:00 | 10 | 0 | 0 | 0% | 0 | 0
1989-10-01 22:00 | 10 | 0 | 0 | 0% | 0 | 0
1989-10-01 23:00 | 10 | 0 | 0 | 0% | 0 | 0
1989-10-02 | 10 | 0 | 0 | 0% | 0 | 0
1989-10-02 01:00 | 10 | 0 | 0 | 0% | 0 | 0
1989-10-02 02:00 | 10 | 0 | 0 | 0% | 0 | 0
1989-10-02 03:00 | 10 | 0 | 0 | 0% | 0 | 0
1989-10-02 04:00 | 10 | 0 | 0 | 0% | 0 | 0
1989-10-02 05:00 | 10 | 510.133 | 507.5822 | 99.5% | 510.133 | 507.5822
1989-10-02 06:00 | 10 | 10438.2 | 10385.9854 | 99.5% | 10438.2 | 10385.9854
1989-10-02 07:00 | 10 | 31531.9 | 31374.2695 | 99.5% | 31531.9 | 31374.2695
1989-10-02 08:00 | 10 | 67913.9 | 67574.375 | 99.5% | 50000 | 49750.0328
1989-10-02 09:00 | 10 | 80420.1 | 80018.0156 | 99.5% | 50000 | 49750.01
1989-10-02 10:00 | 10 | 115880 | 115300.9531 | 99.5% | 50000 | 49750.1524
1989-10-02 11:00 | 10 | 157324 | 156537.2969 | 99.5% | 50000 | 49749.9736
1989-10-02 12:00 | 10 | 167095 | 166259.375 | 99.5% | 50000 | 49749.9551
1989-10-02 13:00 | 10 | 146387 | 145654.9531 | 99.5% | 50000 | 49749.9618
1989-10-02 14:00 | 10 | 96250.1 | 95768.8906 | 99.5% | 50000 | 49750.0214
1989-10-02 15:00 | 10 | 56126.3 | 55845.7148 | 99.5% | 50000 | 49750.0413
1989-10-02 16:00 | 10 | 18108.4 | 18017.8711 | 99.5% | 18108.4 | 18017.8711
1989-10-02 17:00 | 10 | 1891.35 | 1881.8948 | 99.5% | 1891.35 | 1881.8948
1989-10-02 18:00 | 10 | 0 | 0 | 0% | 0 | 0
1989-10-02 19:00 | 10 | 0 | 0 | 0% | 0 | 0
1989-10-02 20:00 | 10 | 0 | 0 | 0% | 0 | 0
1989-10-02 21:00 | 10 | 0 | 0 | 0% | 0 | 0
1989-10-02 22:00 | 10 | 0 | 0 | 0% | 0 | 0
1989-10-02 23:00 | 10 | 0 | 0 | 0% | 0 | 0
1989-10-03 | 10 | 0 | 0 | 0% | 0 | 0
1989-10-03 01:00 | 10 | 0 | 0 | 0% | 0 | 0
1989-10-03 02:00 | 10 | 0 | 0 | 0% | 0 | 0
1989-10-03 03:00 | 10 | 0 | 0 | 0% | 0 | 0
1989-10-03 04:00 | 10 | 0 | 0 | 0% | 0 | 0
1989-10-03 05:00 | 10 | 0 | 0 | 0% | 0 | 0
1989-10-03 06:00 | 10 | 10901.3 | 10846.8271 | 99.5% | 10901.3 | 10846.8271
1989-10-03 07:00 | 10 | 35801.2 | 35622.1641 | 99.5% | 35801.2 | 35622.1641
1989-10-03 08:00 | 10 | 74365.6 | 73993.7266 | 99.5% | 50000 | 49749.9694
1989-10-03 09:00 | 10 | 124047 | 123426.8047 | 99.5% | 50000 | 49750.016
1989-10-03 10:00 | 10 | 140966 | 140260.7656 | 99.5% | 50000 | 49749.8566
1989-10-03 11:00 | 10 | 161845 | 161035.6406 | 99.5% | 50000 | 49749.9585
1989-10-03 12:00 | 10 | 165547 | 164718.7969 | 99.5% | 50000 | 49749.8586
1989-10-03 13:00 | 10 | 144141 | 143420.0781 | 99.5% | 50000 | 49749.9248
1989-10-03 14:00 | 10 | 96320 | 95838.4062 | 99.5% | 50000 | 49750.0032
1989-10-03 15:00 | 10 | 53920.4 | 53650.7852 | 99.5% | 50000 | 49749.9881
1989-10-03 16:00 | 10 | 18632.6 | 18539.4062 | 99.5% | 18632.6 | 18539.4062
1989-10-03 17:00 | 10 | 1836.82 | 1827.6339 | 99.5% | 1836.82 | 1827.6339
1989-10-03 18:00 | 10 | 0 | 0 | 0% | 0 | 0
1989-10-03 19:00 | 10 | 0 | 0 | 0% | 0 | 0
1989-10-03 20:00 | 10 | 0 | 0 | 0% | 0 | 0
1989-10-03 21:00 | 10 | 0 | 0 | 0% | 0 | 0
1989-10-03 22:00 | 10 | 0 | 0 | 0% | 0 | 0
1989-10-03 23:00 | 10 | 0 | 0 | 0% | 0 | 0
1989-10-04 | 10 | 0 | 0 | 0% | 0 | 0
1989-10-04 01:00 | 10 | 0 | 0 | 0% | 0 | 0
1989-10-04 02:00 | 10 | 0 | 0 | 0% | 0 | 0
1989-10-04 03:00 | 10 | 0 | 0 | 0% | 0 | 0
1989-10-04 04:00 | 10 | 0 | 0 | 0% | 0 | 0
1989-10-04 05:00 | 10 | 198.118 | 197.1275 | 99.5% | 198.118 | 197.1275
1989-10-04 06:00 | 10 | 15026.2 | 14951.0723 | 99.5% | 15026.2 | 14951.0723
1989-10-04 07:00 | 10 | 61671.2 | 61362.8945 | 99.5% | 50000 | 49750.041
1989-10-04 08:00 | 10 | 103583 | 103065.1641 | 99.5% | 50000 | 49750.0382
1989-10-04 09:00 | 10 | 127302 | 126665.2266 | 99.5% | 50000 | 49749.8965
1989-10-04 10:00 | 10 | 148376 | 147634.2656 | 99.5% | 50000 | 49750.0491
1989-10-04 11:00 | 10 | 157420 | 156632.6562 | 99.5% | 50000 | 49749.9226
1989-10-04 12:00 | 10 | 155264 | 154487.8906 | 99.5% | 50000 | 49750.0678
1989-10-04 13:00 | 10 | 135890 | 135210.2344 | 99.5% | 50000 | 49749.8839
1989-10-04 14:00 | 10 | 89933.7 | 89484.0469 | 99.5% | 50000 | 49750.0085
1989-10-04 15:00 | 10 | 51958.3 | 51698.4648 | 99.5% | 50000 | 49749.958
1989-10-04 16:00 | 10 | 22715.7 | 22602.0918 | 99.5% | 22715.7 | 22602.0918
1989-10-04 17:00 | 10 | 1753.59 | 1744.8199 | 99.5% | 1753.59 | 1744.8199
1989-10-04 18:00 | 10 | 0 | 0 | 0% | 0 | 0
1989-10-04 19:00 | 10 | 0 | 0 | 0% | 0 | 0
1989-10-04 20:00 | 10 | 0 | 0 | 0% | 0 | 0
1989-10-04 21:00 | 10 | 0 | 0 | 0% | 0 | 0
1989-10-04 22:00 | 10 | 0 | 0 | 0% | 0 | 0
1989-10-04 23:00 | 10 | 0 | 0 | 0% | 0 | 0
1989-10-05 | 10 | 0 | 0 | 0% | 0 | 0
1989-10-05 01:00 | 10 | 0 | 0 | 0% | 0 | 0
1989-10-05 02:00 | 10 | 0 | 0 | 0% | 0 | 0
1989-10-05 03:00 | 10 | 0 | 0 | 0% | 0 | 0
1989-10-05 04:00 | 10 | 0 | 0 | 0% | 0 | 0
1989-10-05 05:00 | 10 | 246.813 | 245.5792 | 99.5% | 246.813 | 245.5792
1989-10-05 06:00 | 10 | 12861.6 | 12797.2656 | 99.5% | 12861.6 | 12797.2656
1989-10-05 07:00 | 10 | 53795 | 53526.0391 | 99.5% | 50000 | 49750.0131
1989-10-05 08:00 | 10 | 98182.3 | 97691.3516 | 99.5% | 50000 | 49749.9812
1989-10-05 09:00 | 10 | 122757 | 122143.2266 | 99.5% | 50000 | 49750.0047
1989-10-05 10:00 | 10 | 135209 | 134532.9688 | 99.5% | 50000 | 49750.0051
1989-10-05 11:00 | 10 | 154311 | 153539.3438 | 99.5% | 50000 | 49749.9672
1989-10-05 12:00 | 10 | 135234 | 134557.4844 | 99.5% | 50000 | 49749.8722
1989-10-05 13:00 | 10 | 125994 | 125363.9375 | 99.5% | 50000 | 49749.9633
1989-10-05 14:00 | 10 | 83603.8 | 83185.7656 | 99.5% | 50000 | 49749.9908
1989-10-05 15:00 | 10 | 51732.5 | 51473.8516 | 99.5% | 50000 | 49750.0136
1989-10-05 16:00 | 10 | 14615.9 | 14542.8545 | 99.5% | 14615.9 | 14542.8545
1989-10-05 17:00 | 10 | 505.616 | 503.0875 | 99.5% | 505.616 | 503.0875
1989-10-05 18:00 | 10 | 0 | 0 | 0% | 0 | 0
1989-10-05 19:00 | 10 | 0 | 0 | 0% | 0 | 0
1989-10-05 20:00 | 10 | 0 | 0 | 0% | 0 | 0
1989-10-05 21:00 | 10 | 0 | 0 | 0% | 0 | 0
1989-10-05 22:00 | 10 | 0 | 0 | 0% | 0 | 0
1989-10-05 23:00 | 10 | 0 | 0 | 0% | 0 | 0
1989-10-06 | 10 | 0 | 0 | 0% | 0 | 0
1989-10-06 01:00 | 10 | 0 | 0 | 0% | 0 | 0
1989-10-06 02:00 | 10 | 0 | 0 | 0% | 0 | 0
1989-10-06 03:00 | 10 | 0 | 0 | 0% | 0 | 0
1989-10-06 04:00 | 10 | 0 | 0 | 0% | 0 | 0
1989-10-06 05:00 | 10 | 0 | 0 | 0% | 0 | 0
1989-10-06 06:00 | 10 | 6500.3 | 6467.8022 | 99.5% | 6500.3 | 6467.8022
1989-10-06 07:00 | 10 | 25891.4 | 25761.9785 | 99.5% | 25891.4 | 25761.9785
1989-10-06 08:00 | 10 | 38461 | 38268.6953 | 99.5% | 38461 | 38268.6953
1989-10-06 09:00 | 10 | 94266.5 | 93795.1328 | 99.5% | 50000 | 49749.9816
1989-10-06 10:00 | 10 | 144014 | 143293.625 | 99.5% | 50000 | 49749.8941
1989-10-06 11:00 | 10 | 157283 | 156496.2812 | 99.5% | 50000 | 49749.9034
1989-10-06 12:00 | 10 | 161717 | 160908.3281 | 99.5% | 50000 | 49749.9731
1989-10-06 13:00 | 10 | 112372 | 111810.5781 | 99.5% | 50000 | 49750.1949
1989-10-06 14:00 | 10 | 86113.9 | 85683.3672 | 99.5% | 50000 | 49750.0213
1989-10-06 15:00 | 10 | 50103.2 | 49852.6719 | 99.5% | 50000 | 49749.9879
1989-10-06 16:00 | 10 | 11513.9 | 11456.3467 | 99.5% | 11513.9 | 11456.3467
1989-10-06 17:00 | 10 | 506.385 | 503.8527 | 99.5% | 506.385 | 503.8527
1989-10-06 18:00 | 10 | 0 | 0 | 0% | 0 | 0
1989-10-06 19:00 | 10 | 0 | 0 | 0% | 0 | 0
1989-10-06 20:00 | 10 | 0 | 0 | 0% | 0 | 0
1989-10-06 21:00 | 10 | 0 | 0 | 0% | 0 | 0
1989-10-06 22:00 | 10 | 0 | 0 | 0% | 0 | 0
1989-10-06 23:00 | 10 | 0 | 0 | 0% | 0 | 0
1989-10-07 | 10 | 0 | 0 | 0% | 0 | 0
1989-10-07 01:00 | 10 | 0 | 0 | 0% | 0 | 0
1989-10-07 02:00 | 10 | 0 | 0 | 0% | 0 | 0
1989-10-07 03:00 | 10 | 0 | 0 | 0% | 0 | 0
1989-10-07 04:00 | 10 | 0 | 0 | 0% | 0 | 0
1989-10-07 05:00 | 10 | 247.16 | 245.9243 | 99.5% | 247.16 | 245.9243
1989-10-07 06:00 | 10 | 12027.5 | 11967.3369 | 99.5% | 12027.5 | 11967.3369
1989-10-07 07:00 | 10 | 51450.3 | 51193.0938 | 99.5% | 50000 | 49750.044
1989-10-07 08:00 | 10 | 93650.8 | 93182.5 | 99.5% | 50000 | 49749.9754
1989-10-07 09:00 | 10 | 119916 | 119316.7578 | 99.5% | 50000 | 49750.1409
1989-10-07 10:00 | 10 | 140098 | 139397.75 | 99.5% | 50000 | 49750.0857
1989-10-07 11:00 | 10 | 154240 | 153468.6406 | 99.5% | 50000 | 49749.9483
1989-10-07 12:00 | 10 | 157426 | 156638.3906 | 99.5% | 50000 | 49749.8477
1989-10-07 13:00 | 10 | 133299 | 132632.75 | 99.5% | 50000 | 49750.0919
1989-10-07 14:00 | 10 | 93208.6 | 92742.5625 | 99.5% | 50000 | 49750.003
1989-10-07 15:00 | 10 | 49690.6 | 49442.1641 | 99.5% | 49690.6 | 49442.1641
1989-10-07 16:00 | 10 | 16931.6 | 16846.916 | 99.5% | 16931.6 | 16846.916
1989-10-07 17:00 | 10 | 1286.61 | 1280.1787 | 99.5% | 1286.61 | 1280.1787
1989-10-07 18:00 | 10 | 0 | 0 | 0% | 0 | 0
1989-10-07 19:00 | 10 | 0 | 0 | 0% | 0 | 0
1989-10-07 20:00 | 10 | 0 | 0 | 0% | 0 | 0
1989-10-07 21:00 | 10 | 0 | 0 | 0% | 0 | 0
1989-10-07 22:00 | 10 | 0 | 0 | 0% | 0 | 0
1989-10-07 23:00 | 10 | 0 | 0 | 0% | 0 | 0
1989-10-08 | 10 | 0 | 0 | 0% | 0 | 0
1989-10-08 01:00 | 10 | 0 | 0 | 0% | 0 | 0
1989-10-08 02:00 | 10 | 0 | 0 | 0% | 0 | 0
1989-10-08 03:00 | 10 | 0 | 0 | 0% | 0 | 0
1989-10-08 04:00 | 10 | 0 | 0 | 0% | 0 | 0
1989-10-08 05:00 | 10 | 0 | 0 | 0% | 0 | 0
1989-10-08 06:00 | 10 | 3885.46 | 3866.0337 | 99.5% | 3885.46 | 3866.0337
1989-10-08 07:00 | 10 | 49496.7 | 49249.2344 | 99.5% | 49496.7 | 49249.2344
1989-10-08 08:00 | 10 | 96979.9 | 96495 | 99.5% | 50000 | 49749.9997
1989-10-08 09:00 | 10 | 118471 | 117878.7188 | 99.5% | 50000 | 49750.0311
1989-10-08 10:00 | 10 | 138905 | 138210.9219 | 99.5% | 50000 | 49750.1609
1989-10-08 11:00 | 10 | 154922 | 154146.9688 | 99.5% | 50000 | 49749.864
1989-10-08 12:00 | 10 | 129699 | 129050.3828 | 99.5% | 50000 | 49749.9529
1989-10-08 13:00 | 10 | 102687 | 102173.4453 | 99.5% | 50000 | 49749.9417
1989-10-08 14:00 | 10 | 90507.2 | 90054.6484 | 99.5% | 50000 | 49749.9914
1989-10-08 15:00 | 10 | 49703.2 | 49454.6602 | 99.5% | 49703.2 | 49454.6602
1989-10-08 16:00 | 10 | 18951.8 | 18857.043 | 99.5% | 18951.8 | 18857.043
1989-10-08 17:00 | 10 | 858.415 | 854.123 | 99.5% | 858.415 | 854.123
1989-10-08 18:00 | 10 | 0 | 0 | 0% | 0 | 0
1989-10-08 19:00 | 10 | 0 | 0 | 0% | 0 | 0
1989-10-08 20:00 | 10 | 0 | 0 | 0% | 0 | 0
1989-10-08 21:00 | 10 | 0 | 0 | 0% | 0 | 0
1989-10-08 22:00 | 10 | 0 | 0 | 0% | 0 | 0
1989-10-08 23:00 | 10 | 0 | 0 | 0% | 0 | 0
1989-10-09 | 10 | 0 | 0 | 0% | 0 | 0
1989-10-09 01:00 | 10 | 0 | 0 | 0% | 0 | 0
1989-10-09 02:00 | 10 | 0 | 0 | 0% | 0 | 0
1989-10-09 03:00 | 10 | 0 | 0 | 0% | 0 | 0
1989-10-09 04:00 | 10 | 0 | 0 | 0% | 0 | 0
1989-10-09 05:00 | 10 | 0 | 0 | 0% | 0 | 0
1989-10-09 06:00 | 10 | 7391.08 | 7354.124 | 99.5% | 7391.08 | 7354.124
1989-10-09 07:00 | 10 | 23684.7 | 23566.2852 | 99.5% | 23684.7 | 23566.2852
1989-10-09 08:00 | 10 | 80753.1 | 80349.3359 | 99.5% | 50000 | 49750.0009
1989-10-09 09:00 | 10 | 118362 | 117769.8672 | 99.5% | 50000 | 49749.8636
1989-10-09 10:00 | 10 | 140774 | 140070.3906 | 99.5% | 50000 | 49750.0926
1989-10-09 11:00 | 10 | 156646 | 155862.9219 | 99.5% | 50000 | 49750.0485
1989-10-09 12:00 | 10 | 161303 | 160496.9688 | 99.5% | 50000 | 49750.15
1989-10-09 13:00 | 10 | 134996 | 134321.5156 | 99.5% | 50000 | 49750.1836
1989-10-09 14:00 | 10 | 94542.8 | 94070.0547 | 99.5% | 50000 | 49749.9834
1989-10-09 15:00 | 10 | 52275.2 | 52013.8047 | 99.5% | 50000 | 49749.9815
1989-10-09 16:00 | 10 | 19267.8 | 19171.5098 | 99.5% | 19267.8 | 19171.5098
1989-10-09 17:00 | 10 | 796.112 | 792.1319 | 99.5% | 796.112 | 792.1319
1989-10-09 18:00 | 10 | 0 | 0 | 0% | 0 | 0
1989-10-09 19:00 | 10 | 0 | 0 | 0% | 0 | 0
1989-10-09 20:00 | 10 | 0 | 0 | 0% | 0 | 0
1989-10-09 21:00 | 10 | 0 | 0 | 0% | 0 | 0
1989-10-09 22:00 | 10 | 0 | 0 | 0% | 0 | 0
1989-10-09 23:00 | 10 | 0 | 0 | 0% | 0 | 0
1989-10-10 | 10 | 0 | 0 | 0% | 0 | 0
1989-10-10 01:00 | 10 | 0 | 0 | 0% | 0 | 0
1989-10-10 02:00 | 10 | 0 | 0 | 0% | 0 | 0
1989-10-10 03:00 | 10 | 0 | 0 | 0% | 0 | 0
1989-10-10 04:00 | 10 | 0 | 0 | 0% | 0 | 0
1989-10-10 05:00 | 10 | 144.474 | 143.7518 | 99.5% | 144.474 | 143.7518
1989-10-10 06:00 | 10 | 11860 | 11800.7363 | 99.5% | 11860 | 11800.7363
1989-10-10 07:00 | 10 | 27094.3 | 26958.7969 | 99.5% | 27094.3 | 26958.7969
1989-10-10 08:00 | 10 | 48737.6 | 48493.9375 | 99.5% | 48737.6 | 48493.9375
1989-10-10 09:00 | 10 | 107023 | 106487.7344 | 99.5% | 50000 | 49749.9296
1989-10-10 10:00 | 10 | 116659 | 116076.1797 | 99.5% | 50000 | 49750.2035
1989-10-10 11:00 | 10 | 142197 | 141485.6406 | 99.5% | 50000 | 49749.8684
1989-10-10 12:00 | 10 | 145479 | 144751.3594 | 99.5% | 50000 | 49749.9156
1989-10-10 13:00 | 10 | 121243 | 120636.3594 | 99.5% | 50000 | 49749.8245
1989-10-10 14:00 | 10 | 79437.6 | 79040.3672 | 99.5% | 50000 | 49749.9718
1989-10-10 15:00 | 10 | 52561 | 52298.1875 | 99.5% | 50000 | 49749.9929
1989-10-10 16:00 | 10 | 19273.4 | 19177.0723 | 99.5% | 19273.4 | 19177.0723
1989-10-10 17:00 | 10 | 1728.35 | 1719.7057 | 99.5% | 1728.35 | 1719.7057
1989-10-10 18:00 | 10 | 0 | 0 | 0% | 0 | 0
1989-10-10 19:00 | 10 | 0 | 0 | 0% | 0 | 0
1989-10-10 20:00 | 10 | 0 | 0 | 0% | 0 | 0
1989-10-10 21:00 | 10 | 0 | 0 | 0% | 0 | 0
1989-10-10 22:00 | 10 | 0 | 0 | 0% | 0 | 0
1989-10-10 23:00 | 10 | 0 | 0 | 0% | 0 | 0
1989-10-11 | 10 | 0 | 0 | 0% | 0 | 0
1989-10-11 01:00 | 10 | 0 | 0 | 0% | 0 | 0
1989-10-11 02:00 | 10 | 0 | 0 | 0% | 0 | 0
1989-10-11 03:00 | 10 | 0 | 0 | 0% | 0 | 0
1989-10-11 04:00 | 10 | 0 | 0 | 0% | 0 | 0
1989-10-11 05:00 | 10 | 16.108 | 16.0275 | 99.5% | 16.108 | 16.0275
1989-10-11 06:00 | 10 | 6028.28 | 5998.1357 | 99.5% | 6028.28 | 5998.1357
1989-10-11 07:00 | 10 | 29287.8 | 29141.375 | 99.5% | 29287.8 | 29141.375
1989-10-11 08:00 | 10 | 96532.2 | 96049.5625 | 99.5% | 50000 | 49750.0122
1989-10-11 09:00 | 10 | 113479 | 112911.4609 | 99.5% | 50000 | 49749.9365
1989-10-11 10:00 | 10 | 126618 | 125985.1094 | 99.5% | 50000 | 49750.0787
1989-10-11 11:00 | 10 | 151934 | 151174.5 | 99.5% | 50000 | 49750.0559
1989-10-11 12:00 | 10 | 147267 | 146530.625 | 99.5% | 50000 | 49749.9864
1989-10-11 13:00 | 10 | 128979 | 128333.6328 | 99.5% | 50000 | 49749.817
1989-10-11 14:00 | 10 | 87275.5 | 86839.1328 | 99.5% | 50000 | 49750.0059
1989-10-11 15:00 | 10 | 37638.4 | 37450.207 | 99.5% | 37638.4 | 37450.207
1989-10-11 16:00 | 10 | 17664.5 | 17576.1465 | 99.5% | 17664.5 | 17576.1465
1989-10-11 17:00 | 10 | 1622.64 | 1614.5255 | 99.5% | 1622.64 | 1614.5255
1989-10-11 18:00 | 10 | 0 | 0 | 0% | 0 | 0
1989-10-11 19:00 | 10 | 0 | 0 | 0% | 0 | 0
1989-10-11 20:00 | 10 | 0 | 0 | 0% | 0 | 0
1989-10-11 21:00 | 10 | 0 | 0 | 0% | 0 | 0
1989-10-11 22:00 | 10 | 0 | 0 | 0% | 0 | 0
1989-10-11 23:00 | 10 | 0 | 0 | 0% | 0 | 0
1989-10-12 | 10 | 0 | 0 | 0% | 0 | 0
1989-10-12 01:00 | 10 | 0 | 0 | 0% | 0 | 0
1989-10-12 02:00 | 10 | 0 | 0 | 0% | 0 | 0
1989-10-12 03:00 | 10 | 0 | 0 | 0% | 0 | 0
1989-10-12 04:00 | 10 | 0 | 0 | 0% | 0 | 0
1989-10-12 05:00 | 10 | 0 | 0 | 0% | 0 | 0
1989-10-12 06:00 | 10 | 4849.92 | 4825.6743 | 99.5% | 4849.92 | 4825.6743
1989-10-12 07:00 | 10 | 19995.3 | 19895.3125 | 99.5% | 19995.3 | 19895.3125
1989-10-12 08:00 | 10 | 34247.7 | 34076.4766 | 99.5% | 34247.7 | 34076.4766
1989-10-12 09:00 | 10 | 53195.4 | 52929.3867 | 99.5% | 50000 | 49749.9659
1989-10-12 10:00 | 10 | 109987 | 109436.6016 | 99.5% | 50000 | 49749.7893
1989-10-12 11:00 | 10 | 88571.3 | 88128.4062 | 99.5% | 50000 | 49749.979
1989-10-12 12:00 | 10 | 113668 | 113099.4688 | 99.5% | 50000 | 49749.9159
1989-10-12 13:00 | 10 | 89452.5 | 89005.2188 | 99.5% | 50000 | 49749.9895
1989-10-12 14:00 | 10 | 77272.2 | 76885.875 | 99.5% | 50000 | 49750.0233
1989-10-12 15:00 | 10 | 39067.2 | 38871.8867 | 99.5% | 39067.2 | 38871.8867
1989-10-12 16:00 | 10 | 6858.78 | 6824.4868 | 99.5% | 6858.78 | 6824.4868
1989-10-12 17:00 | 10 | 659.529 | 656.231 | 99.5% | 659.529 | 656.231
1989-10-12 18:00 | 10 | 0 | 0 | 0% | 0 | 0
1989-10-12 19:00 | 10 | 0 | 0 | 0% | 0 | 0
1989-10-12 20:00 | 10 | 0 | 0 | 0% | 0 | 0
1989-10-12 21:00 | 10 | 0 | 0 | 0% | 0 | 0
1989-10-12 22:00 | 10 | 0 | 0 | 0% | 0 | 0
1989-10-12 23:00 | 10 | 0 | 0 | 0% | 0 | 0
1989-10-13 | 10 | 0 | 0 | 0% | 0 | 0
1989-10-13 01:00 | 10 | 0 | 0 | 0% | 0 | 0
1989-10-13 02:00 | 10 | 0 | 0 | 0% | 0 | 0
1989-10-13 03:00 | 10 | 0 | 0 | 0% | 0 | 0
1989-10-13 04:00 | 10 | 0 | 0 | 0% | 0 | 0
1989-10-13 05:00 | 10 | 0 | 0 | 0% | 0 | 0
1989-10-13 06:00 | 10 | 5043.87 | 5018.6519 | 99.5% | 5043.87 | 5018.6519
1989-10-13 07:00 | 10 | 19416.1 | 19319.0605 | 99.5% | 19416.1 | 19319.0605
1989-10-13 08:00 | 10 | 42890.5 | 42676.0273 | 99.5% | 42890.5 | 42676.0273
1989-10-13 09:00 | 10 | 66616.5 | 66283.3984 | 99.5% | 50000 | 49749.9857
1989-10-13 10:00 | 10 | 67101.7 | 66766.1875 | 99.5% | 50000 | 49749.997
1989-10-13 11:00 | 10 | 107661 | 107122.7031 | 99.5% | 50000 | 49750.0038
1989-10-13 12:00 | 10 | 115945 | 115365.6641 | 99.5% | 50000 | 49750.1678
1989-10-13 13:00 | 10 | 113542 | 112974.3594 | 99.5% | 50000 | 49750.0306
1989-10-13 14:00 | 10 | 58322 | 58030.3672 | 99.5% | 50000 | 49749.9804
1989-10-13 15:00 | 10 | 32360.6 | 32198.7812 | 99.5% | 32360.6 | 32198.7812
1989-10-13 16:00 | 10 | 12538.5 | 12475.8311 | 99.5% | 12538.5 | 12475.8311
1989-10-13 17:00 | 10 | 1394.08 | 1387.1068 | 99.5% | 1394.08 | 1387.1068
1989-10-13 18:00 | 10 | 0 | 0 | 0% | 0 | 0
1989-10-13 19:00 | 10 | 0 | 0 | 0% | 0 | 0
1989-10-13 20:00 | 10 | 0 | 0 | 0% | 0 | 0
1989-10-13 21:00 | 10 | 0 | 0 | 0% | 0 | 0
1989-10-13 22:00 | 10 | 0 | 0 | 0% | 0 | 0
1989-10-13 23:00 | 10 | 0 | 0 | 0% | 0 | 0
1989-10-14 | 10 | 0 | 0 | 0% | 0 | 0
1989-10-14 01:00 | 10 | 0 | 0 | 0% | 0 | 0
1989-10-14 02:00 | 10 | 0 | 0 | 0% | 0 | 0
1989-10-14 03:00 | 10 | 0 | 0 | 0% | 0 | 0
1989-10-14 04:00 | 10 | 0 | 0 | 0% | 0 | 0
1989-10-14 05:00 | 10 | 16.1405 | 16.0598 | 99.5% | 16.1405 | 16.0598
1989-10-14 06:00 | 10 | 6594.11 | 6561.1357 | 99.5% | 6594.11 | 6561.1357
1989-10-14 07:00 | 10 | 18570.6 | 18477.791 | 99.5% | 18570.6 | 18477.791
1989-10-14 08:00 | 10 | 44879.1 | 44654.7109 | 99.5% | 44879.1 | 44654.7109
1989-10-14 09:00 | 10 | 55793.9 | 55514.9492 | 99.5% | 50000 | 49750.0168
1989-10-14 10:00 | 10 | 65588.8 | 65260.8555 | 99.5% | 50000 | 49749.9996
1989-10-14 11:00 | 10 | 81727.8 | 81319.1562 | 99.5% | 50000 | 49749.9971
1989-10-14 12:00 | 10 | 51324.1 | 51067.5117 | 99.5% | 50000 | 49750.0314
1989-10-14 13:00 | 10 | 135097 | 134421.2969 | 99.5% | 50000 | 49749.9193
1989-10-14 14:00 | 10 | 54569.8 | 54296.9609 | 99.5% | 50000 | 49750.0091
1989-10-14 15:00 | 10 | 25063 | 24937.6523 | 99.5% | 25063 | 24937.6523
1989-10-14 16:00 | 10 | 7794.57 | 7755.5942 | 99.5% | 7794.57 | 7755.5942
1989-10-14 17:00 | 10 | 142.998 | 142.2829 | 99.5% | 142.998 | 142.2829
1989-10-14 18:00 | 10 | 0 | 0 | 0% | 0 | 0
1989-10-14 19:00 | 10 | 0 | 0 | 0% | 0 | 0
1989-10-14 20:00 | 10 | 0 | 0 | 0% | 0 | 0
1989-10-14 21:00 | 10 | 0 | 0 | 0% | 0 | 0
1989-10-14 22:00 | 10 | 0 | 0 | 0% | 0 | 0
1989-10-14 23:00 | 10 | 0 | 0 | 0% | 0 | 0
1989-10-15 | 10 | 0 | 0 | 0% | 0 | 0
1989-10-15 01:00 | 10 | 0 | 0 | 0% | 0 | 0
1989-10-15 02:00 | 10 | 0 | 0 | 0% | 0 | 0
1989-10-15 03:00 | 10 | 0 | 0 | 0% | 0 | 0
1989-10-15 04:00 | 10 | 0 | 0 | 0% | 0 | 0
1989-10-15 05:00 | 10 | 0 | 0 | 0% | 0 | 0
1989-10-15 06:00 | 10 | 7899.95 | 7860.4463 | 99.5% | 7899.95 | 7860.4463
1989-10-15 07:00 | 10 | 36720.7 | 36537.0742 | 99.5% | 36720.7 | 36537.0742
1989-10-15 08:00 | 10 | 33072 | 32906.6328 | 99.5% | 33072 | 32906.6328
1989-10-15 09:00 | 10 | 70308.6 | 69957.0391 | 99.5% | 50000 | 49749.9872
1989-10-15 10:00 | 10 | 106275 | 105743.5391 | 99.5% | 50000 | 49749.9596
1989-10-15 11:00 | 10 | 128941 | 128296.4531 | 99.5% | 50000 | 49750.0613
1989-10-15 12:00 | 10 | 130271 | 129619.5547 | 99.5% | 50000 | 49749.9653
1989-10-15 13:00 | 10 | 123641 | 123022.6172 | 99.5% | 50000 | 49749.9281
1989-10-15 14:00 | 10 | 79904.4 | 79504.9141 | 99.5% | 50000 | 49750.0226
1989-10-15 15:00 | 10 | 44422.3 | 44200.1914 | 99.5% | 44422.3 | 44200.1914
1989-10-15 16:00 | 10 | 14580.3 | 14507.3789 | 99.5% | 14580.3 | 14507.3789
1989-10-15 17:00 | 10 | 462.761 | 460.4468 | 99.5% | 462.761 | 460.4468
1989-10-15 18:00 | 10 | 0 | 0 | 0% | 0 | 0
1989-10-15 19:00 | 10 | 0 | 0 | 0% | 0 | 0
1989-10-15 20:00 | 10 | 0 | 0 | 0% | 0 | 0
1989-10-15 21:00 | 10 | 0 | 0 | 0% | 0 | 0
1989-10-15 22:00 | 10 | 0 | 0 | 0% | 0 | 0
1989-10-15 23:00 | 10 | 0 | 0 | 0% | 0 | 0
1989-10-16 | 10 | 0 | 0 | 0% | 0 | 0
1989-10-16 01:00 | 10 | 0 | 0 | 0% | 0 | 0
1989-10-16 02:00 | 10 | 0 | 0 | 0% | 0 | 0
1989-10-16 03:00 | 10 | 0 | 0 | 0% | 0 | 0
1989-10-16 04:00 | 10 | 0 | 0 | 0% | 0 | 0
1989-10-16 05:00 | 10 | 0 | 0 | 0% | 0 | 0
1989-10-16 06:00 | 10 | 5040.92 | 5015.7144 | 99.5% | 5040.92 | 5015.7144
1989-10-16 07:00 | 10 | 21054.6 | 20949.3262 | 99.5% | 21054.6 | 20949.3262
1989-10-16 08:00 | 10 | 76014.9 | 75634.7812 | 99.5% | 50000 | 49749.9709
1989-10-16 09:00 | 10 | 53436.1 | 53168.8867 | 99.5% | 50000 | 49749.9693
1989-10-16 10:00 | 10 | 125920 | 125290.1797 | 99.5% | 50000 | 49749.9125
1989-10-16 11:00 | 10 | 143603 | 142884.6094 | 99.5% | 50000 | 49749.8692
1989-10-16 12:00 | 10 | 147933 | 147193.125 | 99.5% | 50000 | 49749.929
1989-10-16 13:00 | 10 | 118461 | 117869.1641 | 99.5% | 50000 | 49750.198
1989-10-16 14:00 | 10 | 89343.5 | 88896.75 | 99.5% | 50000 | 49749.9818
1989-10-16 15:00 | 10 | 46325.8 | 46094.1641 | 99.5% | 46325.8 | 46094.1641
1989-10-16 16:00 | 10 | 14642.7 | 14569.4678 | 99.5% | 14642.7 | 14569.4678
1989-10-16 17:00 | 10 | 290.332 | 288.8803 | 99.5% | 290.332 | 288.8803
1989-10-16 18:00 | 10 | 0 | 0 | 0% | 0 | 0
1989-10-16 19:00 | 10 | 0 | 0 | 0% | 0 | 0
1989-10-16 20:00 | 10 | 0 | 0 | 0% | 0 | 0
1989-10-16 21:00 | 10 | 0 | 0 | 0% | 0 | 0
1989-10-16 22:00 | 10 | 0 | 0 | 0% | 0 | 0
1989-10-16 23:00 | 10 | 0 | 0 | 0% | 0 | 0
1989-10-17 | 10 | 0 | 0 | 0% | 0 | 0
1989-10-17 01:00 | 10 | 0 | 0 | 0% | 0 | 0
1989-10-17 02:00 | 10 | 0 | 0 | 0% | 0 | 0
1989-10-17 03:00 | 10 | 0 | 0 | 0% | 0 | 0
1989-10-17 04:00 | 10 | 0 | 0 | 0% | 0 | 0
1989-10-17 05:00 | 10 | 0.021281 | 0.021175 | 99.5% | 0.021281 | 0.021175
1989-10-17 06:00 | 10 | 4507 | 4484.4663 | 99.5% | 4507 | 4484.4663
1989-10-17 07:00 | 10 | 28164.4 | 28023.584 | 99.5% | 28164.4 | 28023.584
1989-10-17 08:00 | 10 | 45275.1 | 45048.7344 | 99.5% | 45275.1 | 45048.7344
1989-10-17 09:00 | 10 | 111847 | 111288.0234 | 99.5% | 50000 | 49750.1155
1989-10-17 10:00 | 10 | 130404 | 129751.9375 | 99.5% | 50000 | 49749.9837
1989-10-17 11:00 | 10 | 150115 | 149364.9062 | 99.5% | 50000 | 49750.1603
1989-10-17 12:00 | 10 | 153315 | 152548.6719 | 99.5% | 50000 | 49750.0805
1989-10-17 13:00 | 10 | 130561 | 129907.9141 | 99.5% | 50000 | 49749.8924
1989-10-17 14:00 | 10 | 86408.9 | 85976.8594 | 99.5% | 50000 | 49750.0022
1989-10-17 15:00 | 10 | 27486.1 | 27348.6758 | 99.5% | 27486.1 | 27348.6758
1989-10-17 16:00 | 10 | 10928.2 | 10873.5732 | 99.5% | 10928.2 | 10873.5732
1989-10-17 17:00 | 10 | 144.117 | 143.3968 | 99.5% | 144.117 | 143.3968
1989-10-17 18:00 | 10 | 0 | 0 | 0% | 0 | 0
1989-10-17 19:00 | 10 | 0 | 0 | 0% | 0 | 0
1989-10-17 20:00 | 10 | 0 | 0 | 0% | 0 | 0
1989-10-17 21:00 | 10 | 0 | 0 | 0% | 0 | 0
1989-10-17 22:00 | 10 | 0 | 0 | 0% | 0 | 0
1989-10-17 23:00 | 10 | 0 | 0 | 0% | 0 | 0
1989-10-18 | 10 | 0 | 0 | 0% | 0 | 0
1989-10-18 01:00 | 10 | 0 | 0 | 0% | 0 | 0
1989-10-18 02:00 | 10 | 0 | 0 | 0% | 0 | 0
1989-10-18 03:00 | 10 | 0 | 0 | 0% | 0 | 0
1989-10-18 04:00 | 10 | 0 | 0 | 0% | 0 | 0
1989-10-18 05:00 | 10 | 0 | 0 | 0% | 0 | 0
1989-10-18 06:00 | 10 | 8275.59 | 8234.209 | 99.5% | 8275.59 | 8234.209
1989-10-18 07:00 | 10 | 50084.8 | 49834.3477 | 99.5% | 50000 | 49749.9717
1989-10-18 08:00 | 10 | 91967.8 | 91507.9141 | 99.5% | 50000 | 49749.9745
1989-10-18 09:00 | 10 | 110121 | 109570.0078 | 99.5% | 50000 | 49749.8242
1989-10-18 10:00 | 10 | 130049 | 129398.3828 | 99.5% | 50000 | 49749.8569
1989-10-18 11:00 | 10 | 149931 | 149181.7969 | 99.5% | 50000 | 49750.1507
1989-10-18 12:00 | 10 | 149485 | 148737.9844 | 99.5% | 50000 | 49750.1369
1989-10-18 13:00 | 10 | 126399 | 125766.7031 | 99.5% | 50000 | 49749.8806
1989-10-18 14:00 | 10 | 85559.6 | 85131.7969 | 99.5% | 50000 | 49749.997
1989-10-18 15:00 | 10 | 41178.6 | 40972.7305 | 99.5% | 41178.6 | 40972.7305
1989-10-18 16:00 | 10 | 12613.2 | 12550.1641 | 99.5% | 12613.2 | 12550.1641
1989-10-18 17:00 | 10 | 24.2398 | 24.1186 | 99.5% | 24.2398 | 24.1186
1989-10-18 18:00 | 10 | 0 | 0 | 0% | 0 | 0
1989-10-18 19:00 | 10 | 0 | 0 | 0% | 0 | 0
1989-10-18 20:00 | 10 | 0 | 0 | 0% | 0 | 0
1989-10-18 21:00 | 10 | 0 | 0 | 0% | 0 | 0
1989-10-18 22:00 | 10 | 0 | 0 | 0% | 0 | 0
1989-10-18 23:00 | 10 | 0 | 0 | 0% | 0 | 0
1989-10-19 | 10 | 0 | 0 | 0% | 0 | 0
1989-10-19 01:00 | 10 | 0 | 0 | 0% | 0 | 0
1989-10-19 02:00 | 10 | 0 | 0 | 0% | 0 | 0
1989-10-19 03:00 | 10 | 0 | 0 | 0% | 0 | 0
1989-10-19 04:00 | 10 | 0 | 0 | 0% | 0 | 0
1989-10-19 05:00 | 10 | 0 | 0 | 0% | 0 | 0
1989-10-19 06:00 | 10 | 8767.05 | 8723.2178 | 99.5% | 8767.05 | 8723.2178
1989-10-19 07:00 | 10 | 17146.6 | 17060.9082 | 99.5% | 17146.6 | 17060.9082
1989-10-19 08:00 | 10 | 33407.3 | 33240.2656 | 99.5% | 33407.3 | 33240.2656
1989-10-19 09:00 | 10 | 43982.1 | 43762.1992 | 99.5% | 43982.1 | 43762.1992
1989-10-19 10:00 | 10 | 64024.8 | 63704.6289 | 99.5% | 50000 | 49749.9632
1989-10-19 11:00 | 10 | 65902.1 | 65572.5938 | 99.5% | 50000 | 49750.0032
1989-10-19 12:00 | 10 | 62288.1 | 61976.6328 | 99.5% | 50000 | 49749.9786
1989-10-19 13:00 | 10 | 52702.8 | 52439.2891 | 99.5% | 50000 | 49750.0029
1989-10-19 14:00 | 10 | 44651.8 | 44428.5391 | 99.5% | 44651.8 | 44428.5391
1989-10-19 15:00 | 10 | 24419.6 | 24297.5098 | 99.5% | 24419.6 | 24297.5098
1989-10-19 16:00 | 10 | 8605.94 | 8562.915 | 99.5% | 8605.94 | 8562.915
1989-10-19 17:00 | 10 | 0 | 0 | 0% | 0 | 0
1989-10-19 18:00 | 10 | 0 | 0 | 0% | 0 | 0
1989-10-19 19:00 | 10 | 0 | 0 | 0% | 0 | 0
1989-10-19 20:00 | 10 | 0 | 0 | 0% | 0 | 0
1989-10-19 21:00 | 10 | 0 | 0 | 0% | 0 | 0
1989-10-19 22:00 | 10 | 0 | 0 | 0% | 0 | 0
1989-10-19 23:00 | 10 | 0 | 0 | 0% | 0 | 0
1989-10-20 | 10 | 0 | 0 | 0% | 0 | 0
1989-10-20 01:00 | 10 | 0 | 0 | 0% | 0 | 0
1989-10-20 02:00 | 10 | 0 | 0 | 0% | 0 | 0
1989-10-20 03:00 | 10 | 0 | 0 | 0% | 0 | 0
1989-10-20 04:00 | 10 | 0 | 0 | 0% | 0 | 0
1989-10-20 05:00 | 10 | 0 | 0 | 0% | 0 | 0
1989-10-20 06:00 | 10 | 6196.88 | 6165.8955 | 99.5% | 6196.88 | 6165.8955
1989-10-20 07:00 | 10 | 26635.7 | 26502.5508 | 99.5% | 26635.7 | 26502.5508
1989-10-20 08:00 | 10 | 33944.3 | 33774.582 | 99.5% | 33944.3 | 33774.582
1989-10-20 09:00 | 10 | 74121.6 | 73751.0312 | 99.5% | 50000 | 49750.0265
1989-10-20 10:00 | 10 | 119601 | 119003.4844 | 99.5% | 50000 | 49750.2046
1989-10-20 11:00 | 10 | 151192 | 150436.4062 | 99.5% | 50000 | 49750.1211
1989-10-20 12:00 | 10 | 134943 | 134267.9062 | 99.5% | 50000 | 49749.8597
1989-10-20 13:00 | 10 | 117327 | 116740.2656 | 99.5% | 50000 | 49749.9577
1989-10-20 14:00 | 10 | 79676.5 | 79278.1016 | 99.5% | 50000 | 49749.99
1989-10-20 15:00 | 10 | 42491.2 | 42278.75 | 99.5% | 42491.2 | 42278.75
1989-10-20 16:00 | 10 | 12017.6 | 11957.4658 | 99.5% | 12017.6 | 11957.4658
1989-10-20 17:00 | 10 | 143.469 | 142.752 | 99.5% | 143.469 | 142.752
1989-10-20 18:00 | 10 | 0 | 0 | 0% | 0 | 0
1989-10-20 19:00 | 10 | 0 | 0 | 0% | 0 | 0
1989-10-20 20:00 | 10 | 0 | 0 | 0% | 0 | 0
1989-10-20 21:00 | 10 | 0 | 0 | 0% | 0 | 0
1989-10-20 22:00 | 10 | 0 | 0 | 0% | 0 | 0
1989-10-20 23:00 | 10 | 0 | 0 | 0% | 0 | 0
1989-10-21 | 10 | 0 | 0 | 0% | 0 | 0
1989-10-21 01:00 | 10 | 0 | 0 | 0% | 0 | 0
1989-10-21 02:00 | 10 | 0 | 0 | 0% | 0 | 0
1989-10-21 03:00 | 10 | 0 | 0 | 0% | 0 | 0
1989-10-21 04:00 | 10 | 0 | 0 | 0% | 0 | 0
1989-10-21 05:00 | 10 | 0 | 0 | 0% | 0 | 0
1989-10-21 06:00 | 10 | 1907.26 | 1897.7273 | 99.5% | 1907.26 | 1897.7273
1989-10-21 07:00 | 10 | 11108.1 | 11052.5352 | 99.5% | 11108.1 | 11052.5352
1989-10-21 08:00 | 10 | 29450.9 | 29303.6211 | 99.5% | 29450.9 | 29303.6211
1989-10-21 09:00 | 10 | 44086.8 | 43866.375 | 99.5% | 44086.8 | 43866.375
1989-10-21 10:00 | 10 | 91244.9 | 90788.6484 | 99.5% | 50000 | 49749.9852
1989-10-21 11:00 | 10 | 91078.5 | 90623.0703 | 99.5% | 50000 | 49749.9796
1989-10-21 12:00 | 10 | 40350.4 | 40148.6406 | 99.5% | 40350.4 | 40148.6406
1989-10-21 13:00 | 10 | 68872.9 | 68528.5469 | 99.5% | 50000 | 49750.0083
1989-10-21 14:00 | 10 | 52104.2 | 51843.6992 | 99.5% | 50000 | 49750.0194
1989-10-21 15:00 | 10 | 36038.8 | 35858.5859 | 99.5% | 36038.8 | 35858.5859
1989-10-21 16:00 | 10 | 11395.3 | 11338.3516 | 99.5% | 11395.3 | 11338.3516
1989-10-21 17:00 | 10 | 0 | 0 | 0% | 0 | 0
1989-10-21 18:00 | 10 | 0 | 0 | 0% | 0 | 0
1989-10-21 19:00 | 10 | 0 | 0 | 0% | 0 | 0
1989-10-21 20:00 | 10 | 0 | 0 | 0% | 0 | 0
1989-10-21 21:00 | 10 | 0 | 0 | 0% | 0 | 0
1989-10-21 22:00 | 10 | 0 | 0 | 0% | 0 | 0
1989-10-21 23:00 | 10 | 0 | 0 | 0% | 0 | 0
1989-10-22 | 10 | 0 | 0 | 0% | 0 | 0
1989-10-22 01:00 | 10 | 0 | 0 | 0% | 0 | 0
1989-10-22 02:00 | 10 | 0 | 0 | 0% | 0 | 0
1989-10-22 03:00 | 10 | 0 | 0 | 0% | 0 | 0
1989-10-22 04:00 | 10 | 0 | 0 | 0% | 0 | 0
1989-10-22 05:00 | 10 | 0 | 0 | 0% | 0 | 0
1989-10-22 06:00 | 10 | 8695.65 | 8652.1768 | 99.5% | 8695.65 | 8652.1768
1989-10-22 07:00 | 10 | 20251.1 | 20149.8066 | 99.5% | 20251.1 | 20149.8066
1989-10-22 08:00 | 10 | 47330.5 | 47093.8867 | 99.5% | 47330.5 | 47093.8867
1989-10-22 09:00 | 10 | 50168.1 | 49917.2539 | 99.5% | 50000 | 49749.9944
1989-10-22 10:00 | 10 | 48283.7 | 48042.3008 | 99.5% | 48283.7 | 48042.3008
1989-10-22 11:00 | 10 | 78455.6 | 78063.3281 | 99.5% | 50000 | 49750.0039
1989-10-22 12:00 | 10 | 101718 | 101209.6562 | 99.5% | 50000 | 49750.121
1989-10-22 13:00 | 10 | 103639 | 103121.2891 | 99.5% | 50000 | 49750.2335
1989-10-22 14:00 | 10 | 79777.2 | 79378.3516 | 99.5% | 50000 | 49750.0235
1989-10-22 15:00 | 10 | 41442.4 | 41235.168 | 99.5% | 41442.4 | 41235.168
1989-10-22 16:00 | 10 | 10570.6 | 10517.7607 | 99.5% | 10570.6 | 10517.7607
1989-10-22 17:00 | 10 | 0 | 0 | 0% | 0 | 0
1989-10-22 18:00 | 10 | 0 | 0 | 0% | 0 | 0
1989-10-22 19:00 | 10 | 0 | 0 | 0% | 0 | 0
1989-10-22 20:00 | 10 | 0 | 0 | 0% | 0 | 0
1989-10-22 21:00 | 10 | 0 | 0 | 0% | 0 | 0
1989-10-22 22:00 | 10 | 0 | 0 | 0% | 0 | 0
1989-10-22 23:00 | 10 | 0 | 0 | 0% | 0 | 0
1989-10-23 | 10 | 0 | 0 | 0% | 0 | 0
1989-10-23 01:00 | 10 | 0 | 0 | 0% | 0 | 0
1989-10-23 02:00 | 10 | 0 | 0 | 0% | 0 | 0
1989-10-23 03:00 | 10 | 0 | 0 | 0% | 0 | 0
1989-10-23 04:00 | 10 | 0 | 0 | 0% | 0 | 0
1989-10-23 05:00 | 10 | 0 | 0 | 0% | 0 | 0
1989-10-23 06:00 | 10 | 5427.82 | 5400.6841 | 99.5% | 5427.82 | 5400.6841
1989-10-23 07:00 | 10 | 28433 | 28290.8125 | 99.5% | 28433 | 28290.8125
1989-10-23 08:00 | 10 | 59194.6 | 58898.6602 | 99.5% | 50000 | 49750.028
1989-10-23 09:00 | 10 | 79404.8 | 79007.8047 | 99.5% | 50000 | 49750.0181
1989-10-23 10:00 | 10 | 101695 | 101186.8359 | 99.5% | 50000 | 49750.1529
1989-10-23 11:00 | 10 | 128341 | 127699.2109 | 99.5% | 50000 | 49749.9673
1989-10-23 12:00 | 10 | 140950 | 140245.4531 | 99.5% | 50000 | 49750.0721
1989-10-23 13:00 | 10 | 116671 | 116087.8203 | 99.5% | 50000 | 49750.0751
1989-10-23 14:00 | 10 | 79239.1 | 78842.8906 | 99.5% | 50000 | 49749.9912
1989-10-23 15:00 | 10 | 40243.7 | 40042.4844 | 99.5% | 40243.7 | 40042.4844
1989-10-23 16:00 | 10 | 10735.8 | 10682.084 | 99.5% | 10735.8 | 10682.084
1989-10-23 17:00 | 10 | 0 | 0 | 0% | 0 | 0
1989-10-23 18:00 | 10 | 0 | 0 | 0% | 0 | 0
1989-10-23 19:00 | 10 | 0 | 0 | 0% | 0 | 0
1989-10-23 20:00 | 10 | 0 | 0 | 0% | 0 | 0
1989-10-23 21:00 | 10 | 0 | 0 | 0% | 0 | 0
1989-10-23 22:00 | 10 | 0 | 0 | 0% | 0 | 0
1989-10-23 23:00 | 10 | 0 | 0 | 0% | 0 | 0
1989-10-24 | 10 | 0 | 0 | 0% | 0 | 0
1989-10-24 01:00 | 10 | 0 | 0 | 0% | 0 | 0
1989-10-24 02:00 | 10 | 0 | 0 | 0% | 0 | 0
1989-10-24 03:00 | 10 | 0 | 0 | 0% | 0 | 0
1989-10-24 04:00 | 10 | 0 | 0 | 0% | 0 | 0
1989-10-24 05:00 | 10 | 0 | 0 | 0% | 0 | 0
1989-10-24 06:00 | 10 | 6609.62 | 6576.5684 | 99.5% | 6609.62 | 6576.5684
1989-10-24 07:00 | 10 | 31460.6 | 31303.3105 | 99.5% | 31460.6 | 31303.3105
1989-10-24 08:00 | 10 | 68086.7 | 67746.2734 | 99.5% | 50000 | 49750.0051
1989-10-24 09:00 | 10 | 91587.4 | 91129.4141 | 99.5% | 50000 | 49749.9733
1989-10-24 10:00 | 10 | 121415 | 120807.9375 | 99.5% | 50000 | 49750.0051
1989-10-24 11:00 | 10 | 135947 | 135267.4844 | 99.5% | 50000 | 49750.0807
1989-10-24 12:00 | 10 | 140281 | 139579.5312 | 99.5% | 50000 | 49749.9773
1989-10-24 13:00 | 10 | 120111 | 119510.2969 | 99.5% | 50000 | 49749.9383
1989-10-24 14:00 | 10 | 64658.3 | 64334.9766 | 99.5% | 50000 | 49749.9753
1989-10-24 15:00 | 10 | 38518.3 | 38325.6719 | 99.5% | 38518.3 | 38325.6719
1989-10-24 16:00 | 10 | 9899.2 | 9849.7002 | 99.5% | 9899.2 | 9849.7002
1989-10-24 17:00 | 10 | 16.1696 | 16.0888 | 99.5% | 16.1696 | 16.0888
1989-10-24 18:00 | 10 | 0 | 0 | 0% | 0 | 0
1989-10-24 19:00 | 10 | 0 | 0 | 0% | 0 | 0
1989-10-24 20:00 | 10 | 0 | 0 | 0% | 0 | 0
1989-10-24 21:00 | 10 | 0 | 0 | 0% | 0 | 0
1989-10-24 22:00 | 10 | 0 | 0 | 0% | 0 | 0
1989-10-24 23:00 | 10 | 0 | 0 | 0% | 0 | 0
1989-10-25 | 10 | 0 | 0 | 0% | 0 | 0
1989-10-25 01:00 | 10 | 0 | 0 | 0% | 0 | 0
1989-10-25 02:00 | 10 | 0 | 0 | 0% | 0 | 0
1989-10-25 03:00 | 10 | 0 | 0 | 0% | 0 | 0
1989-10-25 04:00 | 10 | 0 | 0 | 0% | 0 | 0
1989-10-25 05:00 | 10 | 0 | 0 | 0% | 0 | 0
1989-10-25 06:00 | 10 | 3689.43 | 3670.9863 | 99.5% | 3689.43 | 3670.9863
1989-10-25 07:00 | 10 | 31513.9 | 31356.3105 | 99.5% | 31513.9 | 31356.3105
1989-10-25 08:00 | 10 | 86607.5 | 86174.4688 | 99.5% | 50000 | 49750.0036
1989-10-25 09:00 | 10 | 104597 | 104074.2266 | 99.5% | 50000 | 49750.1011
1989-10-25 10:00 | 10 | 121169 | 120562.9062 | 99.5% | 50000 | 49749.8974
1989-10-25 11:00 | 10 | 140725 | 140021.8281 | 99.5% | 50000 | 49750.161
1989-10-25 12:00 | 10 | 122060 | 121449.7344 | 99.5% | 50000 | 49750.0141
1989-10-25 13:00 | 10 | 123759 | 123140.3672 | 99.5% | 50000 | 49750.0655
1989-10-25 14:00 | 10 | 56308 | 56026.4727 | 99.5% | 50000 | 49750.0112
1989-10-25 15:00 | 10 | 31293.5 | 31137.0645 | 99.5% | 31293.5 | 31137.0645
1989-10-25 16:00 | 10 | 10044.2 | 9993.9736 | 99.5% | 10044.2 | 9993.9736
1989-10-25 17:00 | 10 | 0 | 0 | 0% | 0 | 0
1989-10-25 18:00 | 10 | 0 | 0 | 0% | 0 | 0
1989-10-25 19:00 | 10 | 0 | 0 | 0% | 0 | 0
1989-10-25 20:00 | 10 | 0 | 0 | 0% | 0 | 0
1989-10-25 21:00 | 10 | 0 | 0 | 0% | 0 | 0
1989-10-25 22:00 | 10 | 0 | 0 | 0% | 0 | 0
1989-10-25 23:00 | 10 | 0 | 0 | 0% | 0 | 0
1989-10-26 | 10 | 0 | 0 | 0% | 0 | 0
1989-10-26 01:00 | 10 | 0 | 0 | 0% | 0 | 0
1989-10-26 02:00 | 10 | 0 | 0 | 0% | 0 | 0
1989-10-26 03:00 | 10 | 0 | 0 | 0% | 0 | 0
1989-10-26 04:00 | 10 | 0 | 0 | 0% | 0 | 0
1989-10-26 05:00 | 10 | 0 | 0 | 0% | 0 | 0
1989-10-26 06:00 | 10 | 7533.74 | 7496.0752 | 99.5% | 7533.74 | 7496.0752
1989-10-26 07:00 | 10 | 48361.8 | 48119.9844 | 99.5% | 48361.8 | 48119.9844
1989-10-26 08:00 | 10 | 87863.9 | 87424.625 | 99.5% | 50000 | 49750.0253
1989-10-26 09:00 | 10 | 103577 | 103058.8203 | 99.5% | 50000 | 49749.8577
1989-10-26 10:00 | 10 | 125254 | 124627.4609 | 99.5% | 50000 | 49749.8926
1989-10-26 11:00 | 10 | 148706 | 147962.7188 | 99.5% | 50000 | 49750.0836
1989-10-26 12:00 | 10 | 152099 | 151338.375 | 99.5% | 50000 | 49749.9573
1989-10-26 13:00 | 10 | 124682 | 124058.9922 | 99.5% | 50000 | 49750.1613
1989-10-26 14:00 | 10 | 85005.6 | 84580.5859 | 99.5% | 50000 | 49750.0082
1989-10-26 15:00 | 10 | 40388.4 | 40186.4062 | 99.5% | 40388.4 | 40186.4062
1989-10-26 16:00 | 10 | 9678.42 | 9630.0244 | 99.5% | 9678.42 | 9630.0244
1989-10-26 17:00 | 10 | 5.3122 | 5.2856 | 99.5% | 5.3122 | 5.2856
1989-10-26 18:00 | 10 | 0 | 0 | 0% | 0 | 0
1989-10-26 19:00 | 10 | 0 | 0 | 0% | 0 | 0
1989-10-26 20:00 | 10 | 0 | 0 | 0% | 0 | 0
1989-10-26 21:00 | 10 | 0 | 0 | 0% | 0 | 0
1989-10-26 22:00 | 10 | 0 | 0 | 0% | 0 | 0
1989-10-26 23:00 | 10 | 0 | 0 | 0% | 0 | 0
1989-10-27 | 10 | 0 | 0 | 0% | 0 | 0
1989-10-27 01:00 | 10 | 0 | 0 | 0% | 0 | 0
1989-10-27 02:00 | 10 | 0 | 0 | 0% | 0 | 0
1989-10-27 03:00 | 10 | 0 | 0 | 0% | 0 | 0
1989-10-27 04:00 | 10 | 0 | 0 | 0% | 0 | 0
1989-10-27 05:00 | 10 | 0 | 0 | 0% | 0 | 0
1989-10-27 06:00 | 10 | 6795.04 | 6761.0615 | 99.5% | 6795.04 | 6761.0615
1989-10-27 07:00 | 10 | 42521.7 | 42309.0469 | 99.5% | 42521.7 | 42309.0469
1989-10-27 08:00 | 10 | 82135.9 | 81725.2109 | 99.5% | 50000 | 49749.9942
1989-10-27 09:00 | 10 | 102112 | 101601.0156 | 99.5% | 50000 | 49749.7922
1989-10-27 10:00 | 10 | 124469 | 123846.4609 | 99.5% | 50000 | 49749.922
1989-10-27 11:00 | 10 | 142457 | 141745.125 | 99.5% | 50000 | 49750.1439
1989-10-27 12:00 | 10 | 144363 | 143640.9219 | 99.5% | 50000 | 49749.9089
1989-10-27 13:00 | 10 | 119061 | 118465.7734 | 99.5% | 50000 | 49750.0329
1989-10-27 14:00 | 10 | 80477.3 | 80074.9375 | 99.5% | 50000 | 49750.0149
1989-10-27 15:00 | 10 | 37726.5 | 37537.8945 | 99.5% | 37726.5 | 37537.8945
1989-10-27 16:00 | 10 | 8876.54 | 8832.1592 | 99.5% | 8876.54 | 8832.1592
1989-10-27 17:00 | 10 | 0 | 0 | 0% | 0 | 0
1989-10-27 18:00 | 10 | 0 | 0 | 0% | 0 | 0
1989-10-27 19:00 | 10 | 0 | 0 | 0% | 0 | 0
1989-10-27 20:00 | 10 | 0 | 0 | 0% | 0 | 0
1989-10-27 21:00 | 10 | 0 | 0 | 0% | 0 | 0
1989-10-27 22:00 | 10 | 0 | 0 | 0% | 0 | 0
1989-10-27 23:00 | 10 | 0 | 0 | 0% | 0 | 0
1989-10-28 | 10 | 0 | 0 | 0% | 0 | 0
1989-10-28 01:00 | 10 | 0 | 0 | 0% | 0 | 0
1989-10-28 02:00 | 10 | 0 | 0 | 0% | 0 | 0
1989-10-28 03:00 | 10 | 0 | 0 | 0% | 0 | 0
1989-10-28 04:00 | 10 | 0 | 0 | 0% | 0 | 0
1989-10-28 05:00 | 10 | 0 | 0 | 0% | 0 | 0
1989-10-28 06:00 | 10 | 7117.29 | 7081.707 | 99.5% | 7117.29 | 7081.707
1989-10-28 07:00 | 10 | 45964.6 | 45734.7461 | 99.5% | 45964.6 | 45734.7461
1989-10-28 08:00 | 10 | 86651 | 86217.7344 | 99.5% | 50000 | 49749.9939
1989-10-28 09:00 | 10 | 103047 | 102531.375 | 99.5% | 50000 | 49749.8108
1989-10-28 10:00 | 10 | 116159 | 115578.1328 | 99.5% | 50000 | 49749.9689
1989-10-28 11:00 | 10 | 137149 | 136463.4375 | 99.5% | 50000 | 49750.0665
1989-10-28 12:00 | 10 | 119311 | 118714.2422 | 99.5% | 50000 | 49749.915
1989-10-28 13:00 | 10 | 109550 | 109001.8359 | 99.5% | 50000 | 49749.811
1989-10-28 14:00 | 10 | 72930.4 | 72565.7578 | 99.5% | 50000 | 49750.0067
1989-10-28 15:00 | 10 | 33926.1 | 33756.4531 | 99.5% | 33926.1 | 33756.4531
1989-10-28 16:00 | 10 | 9616.41 | 9568.3291 | 99.5% | 9616.41 | 9568.3291
1989-10-28 17:00 | 10 | 0 | 0 | 0% | 0 | 0
1989-10-28 18:00 | 10 | 0 | 0 | 0% | 0 | 0
1989-10-28 19:00 | 10 | 0 | 0 | 0% | 0 | 0
1989-10-28 20:00 | 10 | 0 | 0 | 0% | 0 | 0
1989-10-28 21:00 | 10 | 0 | 0 | 0% | 0 | 0
1989-10-28 22:00 | 10 | 0 | 0 | 0% | 0 | 0
1989-10-28 23:00 | 10 | 0 | 0 | 0% | 0 | 0
1989-10-29 | 10 | 0 | 0 | 0% | 0 | 0
1989-10-29 01:00 | 10 | 0 | 0 | 0% | 0 | 0
1989-10-29 02:00 | 10 | 0 | 0 | 0% | 0 | 0
1989-10-29 03:00 | 10 | 0 | 0 | 0% | 0 | 0
1989-10-29 04:00 | 10 | 0 | 0 | 0% | 0 | 0
1989-10-29 05:00 | 10 | 0 | 0 | 0% | 0 | 0
1989-10-29 06:00 | 10 | 7090.66 | 7055.2109 | 99.5% | 7090.66 | 7055.2109
1989-10-29 07:00 | 10 | 31200.8 | 31044.793 | 99.5% | 31200.8 | 31044.793
1989-10-29 08:00 | 10 | 79424.1 | 79026.9375 | 99.5% | 50000 | 49749.9736
1989-10-29 09:00 | 10 | 100048 | 99548.0078 | 99.5% | 50000 | 49750.1238
1989-10-29 10:00 | 10 | 124314 | 123692.2109 | 99.5% | 50000 | 49749.9119
1989-10-29 11:00 | 10 | 142734 | 142020.2344 | 99.5% | 50000 | 49749.9665
1989-10-29 12:00 | 10 | 148541 | 147798.625 | 99.5% | 50000 | 49750.1111
1989-10-29 13:00 | 10 | 110945 | 110390.5703 | 99.5% | 50000 | 49750.1331
1989-10-29 14:00 | 10 | 77805.6 | 77416.5234 | 99.5% | 50000 | 49749.9688
1989-10-29 15:00 | 10 | 36688.8 | 36505.3281 | 99.5% | 36688.8 | 36505.3281
1989-10-29 16:00 | 10 | 8991.62 | 8946.6621 | 99.5% | 8991.62 | 8946.6621
1989-10-29 17:00 | 10 | 0 | 0 | 0% | 0 | 0
1989-10-29 18:00 | 10 | 0 | 0 | 0% | 0 | 0
1989-10-29 19:00 | 10 | 0 | 0 | 0% | 0 | 0
1989-10-29 20:00 | 10 | 0 | 0 | 0% | 0 | 0
1989-10-29 21:00 | 10 | 0 | 0 | 0% | 0 | 0
1989-10-29 22:00 | 10 | 0 | 0 | 0% | 0 | 0
1989-10-29 23:00 | 10 | 0 | 0 | 0% | 0 | 0
1989-10-30 | 10 | 0 | 0 | 0% | 0 | 0
1989-10-30 01:00 | 10 | 0 | 0 | 0% | 0 | 0
1989-10-30 02:00 | 10 | 0 | 0 | 0% | 0 | 0
1989-10-30 03:00 | 10 | 0 | 0 | 0% | 0 | 0
1989-10-30 04:00 | 10 | 0 | 0 | 0% | 0 | 0
1989-10-30 05:00 | 10 | 0 | 0 | 0% | 0 | 0
1989-10-30 06:00 | 10 | 7321.97 | 7285.3599 | 99.5% | 7321.97 | 7285.3599
1989-10-30 07:00 | 10 | 40232 | 40030.7969 | 99.5% | 40232 | 40030.7969
1989-10-30 08:00 | 10 | 75888.3 | 75508.8125 | 99.5% | 50000 | 49749.9697
1989-10-30 09:00 | 10 | 90112 | 89661.3984 | 99.5% | 50000 | 49749.9769
1989-10-30 10:00 | 10 | 90826.7 | 90372.5625 | 99.5% | 50000 | 49749.9978
1989-10-30 11:00 | 10 | 77621 | 77232.8984 | 99.5% | 50000 | 49750.0022
1989-10-30 12:00 | 10 | 93004.7 | 92539.6328 | 99.5% | 50000 | 49749.9765
1989-10-30 13:00 | 10 | 76348.1 | 75966.3281 | 99.5% | 50000 | 49749.9795
1989-10-30 14:00 | 10 | 62796.2 | 62482.1875 | 99.5% | 50000 | 49749.9749
1989-10-30 15:00 | 10 | 26704.6 | 26571.084 | 99.5% | 26704.6 | 26571.084
1989-10-30 16:00 | 10 | 5007.33 | 4982.2886 | 99.5% | 5007.33 | 4982.2886
1989-10-30 17:00 | 10 | 0 | 0 | 0% | 0 | 0
1989-10-30 18:00 | 10 | 0 | 0 | 0% | 0 | 0
1989-10-30 19:00 | 10 | 0 | 0 | 0% | 0 | 0
1989-10-30 20:00 | 10 | 0 | 0 | 0% | 0 | 0
1989-10-30 21:00 | 10 | 0 | 0 | 0% | 0 | 0
1989-10-30 22:00 | 10 | 0 | 0 | 0% | 0 | 0
1989-10-30 23:00 | 10 | 0 | 0 | 0% | 0 | 0
1989-10-31 | 10 | 0 | 0 | 0% | 0 | 0
1989-10-31 01:00 | 10 | 0 | 0 | 0% | 0 | 0
1989-10-31 02:00 | 10 | 0 | 0 | 0% | 0 | 0
1989-10-31 03:00 | 10 | 0 | 0 | 0% | 0 | 0
1989-10-31 04:00 | 10 | 0 | 0 | 0% | 0 | 0
1989-10-31 05:00 | 10 | 0 | 0 | 0% | 0 | 0
1989-10-31 06:00 | 10 | 2472.01 | 2459.6453 | 99.5% | 2472.01 | 2459.6453
1989-10-31 07:00 | 10 | 31936.6 | 31776.9316 | 99.5% | 31936.6 | 31776.9316
1989-10-31 08:00 | 10 | 81062.4 | 80657.0703 | 99.5% | 50000 | 49749.9891
1989-10-31 09:00 | 10 | 90532 | 90079.3125 | 99.5% | 50000 | 49749.9848
1989-10-31 10:00 | 10 | 109879 | 109330.0938 | 99.5% | 50000 | 49750.2224
1989-10-31 11:00 | 10 | 106759 | 106225.5234 | 99.5% | 50000 | 49750.1491
1989-10-31 12:00 | 10 | 137790 | 137101.0469 | 99.5% | 50000 | 49749.9989
1989-10-31 13:00 | 10 | 118009 | 117418.9766 | 99.5% | 50000 | 49750.0091
1989-10-31 14:00 | 10 | 80696.8 | 80293.2891 | 99.5% | 50000 | 49749.9833
1989-10-31 15:00 | 10 | 36715.6 | 36531.9844 | 99.5% | 36715.6 | 36531.9844
1989-10-31 16:00 | 10 | 8344.52 | 8302.7939 | 99.5% | 8344.52 | 8302.7939
1989-10-31 17:00 | 10 | 0 | 0 | 0% | 0 | 0
1989-10-31 18:00 | 10 | 0 | 0 | 0% | 0 | 0
1989-10-31 19:00 | 10 | 0 | 0 | 0% | 0 | 0
1989-10-31 20:00 | 10 | 0 | 0 | 0% | 0 | 0
1989-10-31 21:00 | 10 | 0 | 0 | 0% | 0 | 0
1989-10-31 22:00 | 10 | 0 | 0 | 0% | 0 | 0
1989-10-31 23:00 | 10 | 0 | 0 | 0% | 0 | 0
1980-11-01 | 11 | 0 | 0 | 0% | 0 | 0
1980-11-01 01:00 | 11 | 0 | 0 | 0% | 0 | 0
1980-11-01 02:00 | 11 | 0 | 0 | 0% | 0 | 0
1980-11-01 03:00 | 11 | 0 | 0 | 0% | 0 | 0
1980-11-01 04:00 | 11 | 0 | 0 | 0% | 0 | 0
1980-11-01 05:00 | 11 | 0 | 0 | 0% | 0 | 0
1980-11-01 06:00 | 11 | 4634.88 | 4611.7075 | 99.5% | 4634.88 | 4611.7075
1980-11-01 07:00 | 11 | 43621.9 | 43403.7773 | 99.5% | 43621.9 | 43403.7773
1980-11-01 08:00 | 11 | 80311.2 | 79909.6641 | 99.5% | 50000 | 49750.0125
1980-11-01 09:00 | 11 | 92409 | 91946.9844 | 99.5% | 50000 | 49750.0159
1980-11-01 10:00 | 11 | 116141 | 115560.6094 | 99.5% | 50000 | 49750.1353
1980-11-01 11:00 | 11 | 136629 | 135945.9375 | 99.5% | 50000 | 49750.0302
1980-11-01 12:00 | 11 | 140129 | 139428.4219 | 99.5% | 50000 | 49750.0239
1980-11-01 13:00 | 11 | 113727 | 113158.2891 | 99.5% | 50000 | 49749.9666
1980-11-01 14:00 | 11 | 76471.4 | 76088.9922 | 99.5% | 50000 | 49749.9668
1980-11-01 15:00 | 11 | 36087.8 | 35907.3711 | 99.5% | 36087.8 | 35907.3711
1980-11-01 16:00 | 11 | 9024.26 | 8979.1426 | 99.5% | 9024.26 | 8979.1426
1980-11-01 17:00 | 11 | 0 | 0 | 0% | 0 | 0
1980-11-01 18:00 | 11 | 0 | 0 | 0% | 0 | 0
1980-11-01 19:00 | 11 | 0 | 0 | 0% | 0 | 0
1980-11-01 20:00 | 11 | 0 | 0 | 0% | 0 | 0
1980-11-01 21:00 | 11 | 0 | 0 | 0% | 0 | 0
1980-11-01 22:00 | 11 | 0 | 0 | 0% | 0 | 0
1980-11-01 23:00 | 11 | 0 | 0 | 0% | 0 | 0
1980-11-02 | 11 | 0 | 0 | 0% | 0 | 0
1980-11-02 01:00 | 11 | 0 | 0 | 0% | 0 | 0
1980-11-02 02:00 | 11 | 0 | 0 | 0% | 0 | 0
1980-11-02 03:00 | 11 | 0 | 0 | 0% | 0 | 0
1980-11-02 04:00 | 11 | 0 | 0 | 0% | 0 | 0
1980-11-02 05:00 | 11 | 0 | 0 | 0% | 0 | 0
1980-11-02 06:00 | 11 | 4285.49 | 4264.0591 | 99.5% | 4285.49 | 4264.0591
1980-11-02 07:00 | 11 | 44046.3 | 43826.0508 | 99.5% | 44046.3 | 43826.0508
1980-11-02 08:00 | 11 | 81689.3 | 81280.8281 | 99.5% | 50000 | 49749.9845
1980-11-02 09:00 | 11 | 94094.9 | 93624.4219 | 99.5% | 50000 | 49749.9981
1980-11-02 10:00 | 11 | 117818 | 117229.0781 | 99.5% | 50000 | 49750.0713
1980-11-02 11:00 | 11 | 139632 | 138933.8438 | 99.5% | 50000 | 49750.0013
1980-11-02 12:00 | 11 | 142086 | 141375.3125 | 99.5% | 50000 | 49749.9094
1980-11-02 13:00 | 11 | 115291 | 114714.5625 | 99.5% | 50000 | 49750.0076
1980-11-02 14:00 | 11 | 71887.6 | 71528.1406 | 99.5% | 50000 | 49749.9851
1980-11-02 15:00 | 11 | 17101.9 | 17016.3574 | 99.5% | 17101.9 | 17016.3574
1980-11-02 16:00 | 11 | 8717.05 | 8673.4678 | 99.5% | 8717.05 | 8673.4678
1980-11-02 17:00 | 11 | 0 | 0 | 0% | 0 | 0
1980-11-02 18:00 | 11 | 0 | 0 | 0% | 0 | 0
1980-11-02 19:00 | 11 | 0 | 0 | 0% | 0 | 0
1980-11-02 20:00 | 11 | 0 | 0 | 0% | 0 | 0
1980-11-02 21:00 | 11 | 0 | 0 | 0% | 0 | 0
1980-11-02 22:00 | 11 | 0 | 0 | 0% | 0 | 0
1980-11-02 23:00 | 11 | 0 | 0 | 0% | 0 | 0
1980-11-03 | 11 | 0 | 0 | 0% | 0 | 0
1980-11-03 01:00 | 11 | 0 | 0 | 0% | 0 | 0
1980-11-03 02:00 | 11 | 0 | 0 | 0% | 0 | 0
1980-11-03 03:00 | 11 | 0 | 0 | 0% | 0 | 0
1980-11-03 04:00 | 11 | 0 | 0 | 0% | 0 | 0
1980-11-03 05:00 | 11 | 0 | 0 | 0% | 0 | 0
1980-11-03 06:00 | 11 | 4190.22 | 4169.2661 | 99.5% | 4190.22 | 4169.2661
1980-11-03 07:00 | 11 | 41219.4 | 41013.2617 | 99.5% | 41219.4 | 41013.2617
1980-11-03 08:00 | 11 | 76286.9 | 75905.4375 | 99.5% | 50000 | 49749.9816
1980-11-03 09:00 | 11 | 91630 | 91171.8672 | 99.5% | 50000 | 49750.0094
1980-11-03 10:00 | 11 | 114259 | 113687.8984 | 99.5% | 50000 | 49750.0846
1980-11-03 11:00 | 11 | 135173 | 134497.3125 | 99.5% | 50000 | 49750.0657
1980-11-03 12:00 | 11 | 136706 | 136022.6406 | 99.5% | 50000 | 49750.0624
1980-11-03 13:00 | 11 | 110005 | 109454.5156 | 99.5% | 50000 | 49749.7912
1980-11-03 14:00 | 11 | 74541.1 | 74168.4141 | 99.5% | 50000 | 49750.0131
1980-11-03 15:00 | 11 | 34946.1 | 34771.4062 | 99.5% | 34946.1 | 34771.4062
1980-11-03 16:00 | 11 | 7695.95 | 7657.4727 | 99.5% | 7695.95 | 7657.4727
1980-11-03 17:00 | 11 | 0 | 0 | 0% | 0 | 0
1980-11-03 18:00 | 11 | 0 | 0 | 0% | 0 | 0
1980-11-03 19:00 | 11 | 0 | 0 | 0% | 0 | 0
1980-11-03 20:00 | 11 | 0 | 0 | 0% | 0 | 0
1980-11-03 21:00 | 11 | 0 | 0 | 0% | 0 | 0
1980-11-03 22:00 | 11 | 0 | 0 | 0% | 0 | 0
1980-11-03 23:00 | 11 | 0 | 0 | 0% | 0 | 0
1980-11-04 | 11 | 0 | 0 | 0% | 0 | 0
1980-11-04 01:00 | 11 | 0 | 0 | 0% | 0 | 0
1980-11-04 02:00 | 11 | 0 | 0 | 0% | 0 | 0
1980-11-04 03:00 | 11 | 0 | 0 | 0% | 0 | 0
1980-11-04 04:00 | 11 | 0 | 0 | 0% | 0 | 0
1980-11-04 05:00 | 11 | 0 | 0 | 0% | 0 | 0
1980-11-04 06:00 | 11 | 3991.23 | 3971.2732 | 99.5% | 3991.23 | 3971.2732
1980-11-04 07:00 | 11 | 41006 | 40800.9297 | 99.5% | 41006 | 40800.9297
1980-11-04 08:00 | 11 | 79576.3 | 79178.4609 | 99.5% | 50000 | 49750.0267
1980-11-04 09:00 | 11 | 94484.8 | 94012.3828 | 99.5% | 50000 | 49750.0036
1980-11-04 10:00 | 11 | 117256 | 116669.5156 | 99.5% | 50000 | 49749.9129
1980-11-04 11:00 | 11 | 136040 | 135359.3281 | 99.5% | 50000 | 49749.8266
1980-11-04 12:00 | 11 | 135848 | 135168.5625 | 99.5% | 50000 | 49749.9273
1980-11-04 13:00 | 11 | 109020 | 108474.9219 | 99.5% | 50000 | 49750.01
1980-11-04 14:00 | 11 | 74697 | 74323.4688 | 99.5% | 50000 | 49749.969
1980-11-04 15:00 | 11 | 34710.9 | 34537.375 | 99.5% | 34710.9 | 34537.375
1980-11-04 16:00 | 11 | 6467.39 | 6435.0493 | 99.5% | 6467.39 | 6435.0493
1980-11-04 17:00 | 11 | 0 | 0 | 0% | 0 | 0
1980-11-04 18:00 | 11 | 0 | 0 | 0% | 0 | 0
1980-11-04 19:00 | 11 | 0 | 0 | 0% | 0 | 0
1980-11-04 20:00 | 11 | 0 | 0 | 0% | 0 | 0
1980-11-04 21:00 | 11 | 0 | 0 | 0% | 0 | 0
1980-11-04 22:00 | 11 | 0 | 0 | 0% | 0 | 0
1980-11-04 23:00 | 11 | 0 | 0 | 0% | 0 | 0
1980-11-05 | 11 | 0 | 0 | 0% | 0 | 0
1980-11-05 01:00 | 11 | 0 | 0 | 0% | 0 | 0
1980-11-05 02:00 | 11 | 0 | 0 | 0% | 0 | 0
1980-11-05 03:00 | 11 | 0 | 0 | 0% | 0 | 0
1980-11-05 04:00 | 11 | 0 | 0 | 0% | 0 | 0
1980-11-05 05:00 | 11 | 0 | 0 | 0% | 0 | 0
1980-11-05 06:00 | 11 | 691.808 | 688.3491 | 99.5% | 691.808 | 688.3491
1980-11-05 07:00 | 11 | 8845.41 | 8801.1836 | 99.5% | 8845.41 | 8801.1836
1980-11-05 08:00 | 11 | 19639.4 | 19541.1641 | 99.5% | 19639.4 | 19541.1641
1980-11-05 09:00 | 11 | 33340.7 | 33173.9805 | 99.5% | 33340.7 | 33173.9805
1980-11-05 10:00 | 11 | 77728.7 | 77340.0859 | 99.5% | 50000 | 49750.0189
1980-11-05 11:00 | 11 | 127092 | 126456.1875 | 99.5% | 50000 | 49749.8613
1980-11-05 12:00 | 11 | 130223 | 129572.1562 | 99.5% | 50000 | 49750.1041
1980-11-05 13:00 | 11 | 107472 | 106934.2578 | 99.5% | 50000 | 49749.8222
1980-11-05 14:00 | 11 | 73569.2 | 73201.3906 | 99.5% | 50000 | 49750.0249
1980-11-05 15:00 | 11 | 33188.6 | 33022.625 | 99.5% | 33188.6 | 33022.625
1980-11-05 16:00 | 11 | 5579.04 | 5551.1499 | 99.5% | 5579.04 | 5551.1499
1980-11-05 17:00 | 11 | 0 | 0 | 0% | 0 | 0
1980-11-05 18:00 | 11 | 0 | 0 | 0% | 0 | 0
1980-11-05 19:00 | 11 | 0 | 0 | 0% | 0 | 0
1980-11-05 20:00 | 11 | 0 | 0 | 0% | 0 | 0
1980-11-05 21:00 | 11 | 0 | 0 | 0% | 0 | 0
1980-11-05 22:00 | 11 | 0 | 0 | 0% | 0 | 0
1980-11-05 23:00 | 11 | 0 | 0 | 0% | 0 | 0
1980-11-06 | 11 | 0 | 0 | 0% | 0 | 0
1980-11-06 01:00 | 11 | 0 | 0 | 0% | 0 | 0
1980-11-06 02:00 | 11 | 0 | 0 | 0% | 0 | 0
1980-11-06 03:00 | 11 | 0 | 0 | 0% | 0 | 0
1980-11-06 04:00 | 11 | 0 | 0 | 0% | 0 | 0
1980-11-06 05:00 | 11 | 0 | 0 | 0% | 0 | 0
1980-11-06 06:00 | 11 | 1781.86 | 1772.9532 | 99.5% | 1781.86 | 1772.9532
1980-11-06 07:00 | 11 | 9836.77 | 9787.583 | 99.5% | 9836.77 | 9787.583
1980-11-06 08:00 | 11 | 23962.8 | 23843.0117 | 99.5% | 23962.8 | 23843.0117
1980-11-06 09:00 | 11 | 56164.9 | 55884.0781 | 99.5% | 50000 | 49750.0023
1980-11-06 10:00 | 11 | 112218 | 111657.3672 | 99.5% | 50000 | 49750.2037
1980-11-06 11:00 | 11 | 110774 | 110220.0859 | 99.5% | 50000 | 49749.9801
1980-11-06 12:00 | 11 | 106423 | 105890.9375 | 99.5% | 50000 | 49750.0247
1980-11-06 13:00 | 11 | 46260.9 | 46029.6367 | 99.5% | 46260.9 | 46029.6367
1980-11-06 14:00 | 11 | 74311 | 73939.4453 | 99.5% | 50000 | 49750.0002
1980-11-06 15:00 | 11 | 40602.8 | 40399.8164 | 99.5% | 40602.8 | 40399.8164
1980-11-06 16:00 | 11 | 6229.82 | 6198.6719 | 99.5% | 6229.82 | 6198.6719
1980-11-06 17:00 | 11 | 0 | 0 | 0% | 0 | 0
1980-11-06 18:00 | 11 | 0 | 0 | 0% | 0 | 0
1980-11-06 19:00 | 11 | 0 | 0 | 0% | 0 | 0
1980-11-06 20:00 | 11 | 0 | 0 | 0% | 0 | 0
1980-11-06 21:00 | 11 | 0 | 0 | 0% | 0 | 0
1980-11-06 22:00 | 11 | 0 | 0 | 0% | 0 | 0
1980-11-06 23:00 | 11 | 0 | 0 | 0% | 0 | 0
1980-11-07 | 11 | 0 | 0 | 0% | 0 | 0
1980-11-07 01:00 | 11 | 0 | 0 | 0% | 0 | 0
1980-11-07 02:00 | 11 | 0 | 0 | 0% | 0 | 0
1980-11-07 03:00 | 11 | 0 | 0 | 0% | 0 | 0
1980-11-07 04:00 | 11 | 0 | 0 | 0% | 0 | 0
1980-11-07 05:00 | 11 | 0 | 0 | 0% | 0 | 0
1980-11-07 06:00 | 11 | 1794.76 | 1785.7904 | 99.5% | 1794.76 | 1785.7904
1980-11-07 07:00 | 11 | 27989.5 | 27849.5605 | 99.5% | 27989.5 | 27849.5605
1980-11-07 08:00 | 11 | 67019.8 | 66684.7344 | 99.5% | 50000 | 49750.0249
1980-11-07 09:00 | 11 | 92339.5 | 91877.7656 | 99.5% | 50000 | 49749.98
1980-11-07 10:00 | 11 | 113393 | 112826.1016 | 99.5% | 50000 | 49750.0294
1980-11-07 11:00 | 11 | 128365 | 127722.7734 | 99.5% | 50000 | 49749.8436
1980-11-07 12:00 | 11 | 127358 | 126721.7031 | 99.5% | 50000 | 49750.1936
1980-11-07 13:00 | 11 | 104396 | 103874.4375 | 99.5% | 50000 | 49750.2
1980-11-07 14:00 | 11 | 71739.3 | 71380.5781 | 99.5% | 50000 | 49749.9823
1980-11-07 15:00 | 11 | 33204 | 33037.9922 | 99.5% | 33204 | 33037.9922
1980-11-07 16:00 | 11 | 4526.26 | 4503.624 | 99.5% | 4526.26 | 4503.624
1980-11-07 17:00 | 11 | 0 | 0 | 0% | 0 | 0
1980-11-07 18:00 | 11 | 0 | 0 | 0% | 0 | 0
1980-11-07 19:00 | 11 | 0 | 0 | 0% | 0 | 0
1980-11-07 20:00 | 11 | 0 | 0 | 0% | 0 | 0
1980-11-07 21:00 | 11 | 0 | 0 | 0% | 0 | 0
1980-11-07 22:00 | 11 | 0 | 0 | 0% | 0 | 0
1980-11-07 23:00 | 11 | 0 | 0 | 0% | 0 | 0
1980-11-08 | 11 | 0 | 0 | 0% | 0 | 0
1980-11-08 01:00 | 11 | 0 | 0 | 0% | 0 | 0
1980-11-08 02:00 | 11 | 0 | 0 | 0% | 0 | 0
1980-11-08 03:00 | 11 | 0 | 0 | 0% | 0 | 0
1980-11-08 04:00 | 11 | 0 | 0 | 0% | 0 | 0
1980-11-08 05:00 | 11 | 0 | 0 | 0% | 0 | 0
1980-11-08 06:00 | 11 | 1598.55 | 1590.5616 | 99.5% | 1598.55 | 1590.5616
1980-11-08 07:00 | 11 | 13970.7 | 13900.8057 | 99.5% | 13970.7 | 13900.8057
1980-11-08 08:00 | 11 | 55928.9 | 55649.2383 | 99.5% | 50000 | 49749.9846
1980-11-08 09:00 | 11 | 89701 | 89252.4531 | 99.5% | 50000 | 49749.9767
1980-11-08 10:00 | 11 | 110417 | 109865.1406 | 99.5% | 50000 | 49750.1022
1980-11-08 11:00 | 11 | 124284 | 123662.4219 | 99.5% | 50000 | 49749.9364
1980-11-08 12:00 | 11 | 104200 | 103678.8438 | 99.5% | 50000 | 49749.925
1980-11-08 13:00 | 11 | 104042 | 103522.0625 | 99.5% | 50000 | 49750.131
1980-11-08 14:00 | 11 | 68275.2 | 67933.8281 | 99.5% | 50000 | 49750.003
1980-11-08 15:00 | 11 | 28499.2 | 28356.7383 | 99.5% | 28499.2 | 28356.7383
1980-11-08 16:00 | 11 | 4643.38 | 4620.1616 | 99.5% | 4643.38 | 4620.1616
1980-11-08 17:00 | 11 | 0 | 0 | 0% | 0 | 0
1980-11-08 18:00 | 11 | 0 | 0 | 0% | 0 | 0
1980-11-08 19:00 | 11 | 0 | 0 | 0% | 0 | 0
1980-11-08 20:00 | 11 | 0 | 0 | 0% | 0 | 0
1980-11-08 21:00 | 11 | 0 | 0 | 0% | 0 | 0
1980-11-08 22:00 | 11 | 0 | 0 | 0% | 0 | 0
1980-11-08 23:00 | 11 | 0 | 0 | 0% | 0 | 0
1980-11-09 | 11 | 0 | 0 | 0% | 0 | 0
1980-11-09 01:00 | 11 | 0 | 0 | 0% | 0 | 0
1980-11-09 02:00 | 11 | 0 | 0 | 0% | 0 | 0
1980-11-09 03:00 | 11 | 0 | 0 | 0% | 0 | 0
1980-11-09 04:00 | 11 | 0 | 0 | 0% | 0 | 0
1980-11-09 05:00 | 11 | 0 | 0 | 0% | 0 | 0
1980-11-09 06:00 | 11 | 1053.64 | 1048.3674 | 99.5% | 1053.64 | 1048.3674
1980-11-09 07:00 | 11 | 10343.6 | 10291.875 | 99.5% | 10343.6 | 10291.875
1980-11-09 08:00 | 11 | 20835.7 | 20731.4766 | 99.5% | 20835.7 | 20731.4766
1980-11-09 09:00 | 11 | 22211.9 | 22100.8047 | 99.5% | 22211.9 | 22100.8047
1980-11-09 10:00 | 11 | 32589.8 | 32426.8691 | 99.5% | 32589.8 | 32426.8691
1980-11-09 11:00 | 11 | 56937.7 | 56653.0195 | 99.5% | 50000 | 49750.0071
1980-11-09 12:00 | 11 | 49482 | 49234.5508 | 99.5% | 49482 | 49234.5508
1980-11-09 13:00 | 11 | 99049.7 | 98554.4375 | 99.5% | 50000 | 49749.9929
1980-11-09 14:00 | 11 | 68548.4 | 68205.6641 | 99.5% | 50000 | 49750.0044
1980-11-09 15:00 | 11 | 32532.6 | 32369.9141 | 99.5% | 32532.6 | 32369.9141
1980-11-09 16:00 | 11 | 5081.66 | 5056.252 | 99.5% | 5081.66 | 5056.252
1980-11-09 17:00 | 11 | 0 | 0 | 0% | 0 | 0
1980-11-09 18:00 | 11 | 0 | 0 | 0% | 0 | 0
1980-11-09 19:00 | 11 | 0 | 0 | 0% | 0 | 0
1980-11-09 20:00 | 11 | 0 | 0 | 0% | 0 | 0
1980-11-09 21:00 | 11 | 0 | 0 | 0% | 0 | 0
1980-11-09 22:00 | 11 | 0 | 0 | 0% | 0 | 0
1980-11-09 23:00 | 11 | 0 | 0 | 0% | 0 | 0
1980-11-10 | 11 | 0 | 0 | 0% | 0 | 0
1980-11-10 01:00 | 11 | 0 | 0 | 0% | 0 | 0
1980-11-10 02:00 | 11 | 0 | 0 | 0% | 0 | 0
1980-11-10 03:00 | 11 | 0 | 0 | 0% | 0 | 0
1980-11-10 04:00 | 11 | 0 | 0 | 0% | 0 | 0
1980-11-10 05:00 | 11 | 0 | 0 | 0% | 0 | 0
1980-11-10 06:00 | 11 | 242.323 | 241.1117 | 99.5% | 242.323 | 241.1117
1980-11-10 07:00 | 11 | 6446.08 | 6413.8516 | 99.5% | 6446.08 | 6413.8516
1980-11-10 08:00 | 11 | 15351.3 | 15274.5752 | 99.5% | 15351.3 | 15274.5752
1980-11-10 09:00 | 11 | 23147.2 | 23031.4355 | 99.5% | 23147.2 | 23031.4355
1980-11-10 10:00 | 11 | 40919.8 | 40715.2461 | 99.5% | 40919.8 | 40715.2461
1980-11-10 11:00 | 11 | 44144.2 | 43923.5039 | 99.5% | 44144.2 | 43923.5039
1980-11-10 12:00 | 11 | 35729.8 | 35551.1914 | 99.5% | 35729.8 | 35551.1914
1980-11-10 13:00 | 11 | 33716.3 | 33547.7461 | 99.5% | 33716.3 | 33547.7461
1980-11-10 14:00 | 11 | 25249.6 | 25123.3203 | 99.5% | 25249.6 | 25123.3203
1980-11-10 15:00 | 11 | 17532.1 | 17444.4785 | 99.5% | 17532.1 | 17444.4785
1980-11-10 16:00 | 11 | 5753.14 | 5724.3779 | 99.5% | 5753.14 | 5724.3779
1980-11-10 17:00 | 11 | 0 | 0 | 0% | 0 | 0
1980-11-10 18:00 | 11 | 0 | 0 | 0% | 0 | 0
1980-11-10 19:00 | 11 | 0 | 0 | 0% | 0 | 0
1980-11-10 20:00 | 11 | 0 | 0 | 0% | 0 | 0
1980-11-10 21:00 | 11 | 0 | 0 | 0% | 0 | 0
1980-11-10 22:00 | 11 | 0 | 0 | 0% | 0 | 0
1980-11-10 23:00 | 11 | 0 | 0 | 0% | 0 | 0
1980-11-11 | 11 | 0 | 0 | 0% | 0 | 0
1980-11-11 01:00 | 11 | 0 | 0 | 0% | 0 | 0
1980-11-11 02:00 | 11 | 0 | 0 | 0% | 0 | 0
1980-11-11 03:00 | 11 | 0 | 0 | 0% | 0 | 0
1980-11-11 04:00 | 11 | 0 | 0 | 0% | 0 | 0
1980-11-11 05:00 | 11 | 0 | 0 | 0% | 0 | 0
1980-11-11 06:00 | 11 | 2794.05 | 2780.0791 | 99.5% | 2794.05 | 2780.0791
1980-11-11 07:00 | 11 | 35598.7 | 35420.7422 | 99.5% | 35598.7 | 35420.7422
1980-11-11 08:00 | 11 | 56760.8 | 56476.9531 | 99.5% | 50000 | 49749.9622
1980-11-11 09:00 | 11 | 69345.3 | 68998.6172 | 99.5% | 50000 | 49750.0315
1980-11-11 10:00 | 11 | 70614.5 | 70261.4453 | 99.5% | 50000 | 49750.0126
1980-11-11 11:00 | 11 | 114862 | 114287.9688 | 99.5% | 50000 | 49750.1213
1980-11-11 12:00 | 11 | 114216 | 113645.2109 | 99.5% | 50000 | 49750.1274
1980-11-11 13:00 | 11 | 91934.8 | 91475.1328 | 99.5% | 50000 | 49750.0037
1980-11-11 14:00 | 11 | 68125.5 | 67784.8594 | 99.5% | 50000 | 49749.9904
1980-11-11 15:00 | 11 | 29621.6 | 29473.4453 | 99.5% | 29621.6 | 29473.4453
1980-11-11 16:00 | 11 | 2702.25 | 2688.7341 | 99.5% | 2702.25 | 2688.7341
1980-11-11 17:00 | 11 | 0 | 0 | 0% | 0 | 0
1980-11-11 18:00 | 11 | 0 | 0 | 0% | 0 | 0
1980-11-11 19:00 | 11 | 0 | 0 | 0% | 0 | 0
1980-11-11 20:00 | 11 | 0 | 0 | 0% | 0 | 0
1980-11-11 21:00 | 11 | 0 | 0 | 0% | 0 | 0
1980-11-11 22:00 | 11 | 0 | 0 | 0% | 0 | 0
1980-11-11 23:00 | 11 | 0 | 0 | 0% | 0 | 0
1980-11-12 | 11 | 0 | 0 | 0% | 0 | 0
1980-11-12 01:00 | 11 | 0 | 0 | 0% | 0 | 0
1980-11-12 02:00 | 11 | 0 | 0 | 0% | 0 | 0
1980-11-12 03:00 | 11 | 0 | 0 | 0% | 0 | 0
1980-11-12 04:00 | 11 | 0 | 0 | 0% | 0 | 0
1980-11-12 05:00 | 11 | 0 | 0 | 0% | 0 | 0
1980-11-12 06:00 | 11 | 867.326 | 862.9888 | 99.5% | 867.326 | 862.9888
1980-11-12 07:00 | 11 | 20376.6 | 20274.7578 | 99.5% | 20376.6 | 20274.7578
1980-11-12 08:00 | 11 | 39448.2 | 39250.9531 | 99.5% | 39448.2 | 39250.9531
1980-11-12 09:00 | 11 | 47550.6 | 47312.832 | 99.5% | 47550.6 | 47312.832
1980-11-12 10:00 | 11 | 71811.2 | 71452.1406 | 99.5% | 50000 | 49749.9977
1980-11-12 11:00 | 11 | 127080 | 126444.8828 | 99.5% | 50000 | 49750.1113
1980-11-12 12:00 | 11 | 124609 | 123985.6172 | 99.5% | 50000 | 49749.8645
1980-11-12 13:00 | 11 | 100592 | 100089.1953 | 99.5% | 50000 | 49750.0772
1980-11-12 14:00 | 11 | 69030.5 | 68685.3203 | 99.5% | 50000 | 49749.9803
1980-11-12 15:00 | 11 | 33886 | 33716.6094 | 99.5% | 33886 | 33716.6094
1980-11-12 16:00 | 11 | 4903.22 | 4878.7031 | 99.5% | 4903.22 | 4878.7031
1980-11-12 17:00 | 11 | 0 | 0 | 0% | 0 | 0
1980-11-12 18:00 | 11 | 0 | 0 | 0% | 0 | 0
1980-11-12 19:00 | 11 | 0 | 0 | 0% | 0 | 0
1980-11-12 20:00 | 11 | 0 | 0 | 0% | 0 | 0
1980-11-12 21:00 | 11 | 0 | 0 | 0% | 0 | 0
1980-11-12 22:00 | 11 | 0 | 0 | 0% | 0 | 0
1980-11-12 23:00 | 11 | 0 | 0 | 0% | 0 | 0
1980-11-13 | 11 | 0 | 0 | 0% | 0 | 0
1980-11-13 01:00 | 11 | 0 | 0 | 0% | 0 | 0
1980-11-13 02:00 | 11 | 0 | 0 | 0% | 0 | 0
1980-11-13 03:00 | 11 | 0 | 0 | 0% | 0 | 0
1980-11-13 04:00 | 11 | 0 | 0 | 0% | 0 | 0
1980-11-13 05:00 | 11 | 0 | 0 | 0% | 0 | 0
1980-11-13 06:00 | 11 | 2971.87 | 2957.0073 | 99.5% | 2971.87 | 2957.0073
1980-11-13 07:00 | 11 | 30893.2 | 30738.75 | 99.5% | 30893.2 | 30738.75
1980-11-13 08:00 | 11 | 66346.8 | 66015.0859 | 99.5% | 50000 | 49750.015
1980-11-13 09:00 | 11 | 86790.7 | 86356.7109 | 99.5% | 50000 | 49749.9795
1980-11-13 10:00 | 11 | 111346 | 110788.8906 | 99.5% | 50000 | 49749.8296
1980-11-13 11:00 | 11 | 128213 | 127571.6562 | 99.5% | 50000 | 49749.8913
1980-11-13 12:00 | 11 | 75406 | 75028.9375 | 99.5% | 50000 | 49749.9784
1980-11-13 13:00 | 11 | 83609.2 | 83191.1094 | 99.5% | 50000 | 49749.9733
1980-11-13 14:00 | 11 | 67686.6 | 67348.1797 | 99.5% | 50000 | 49750.0094
1980-11-13 15:00 | 11 | 32032.9 | 31872.7539 | 99.5% | 32032.9 | 31872.7539
1980-11-13 16:00 | 11 | 4410.82 | 4388.7695 | 99.5% | 4410.82 | 4388.7695
1980-11-13 17:00 | 11 | 0 | 0 | 0% | 0 | 0
1980-11-13 18:00 | 11 | 0 | 0 | 0% | 0 | 0
1980-11-13 19:00 | 11 | 0 | 0 | 0% | 0 | 0
1980-11-13 20:00 | 11 | 0 | 0 | 0% | 0 | 0
1980-11-13 21:00 | 11 | 0 | 0 | 0% | 0 | 0
1980-11-13 22:00 | 11 | 0 | 0 | 0% | 0 | 0
1980-11-13 23:00 | 11 | 0 | 0 | 0% | 0 | 0
1980-11-14 | 11 | 0 | 0 | 0% | 0 | 0
1980-11-14 01:00 | 11 | 0 | 0 | 0% | 0 | 0
1980-11-14 02:00 | 11 | 0 | 0 | 0% | 0 | 0
1980-11-14 03:00 | 11 | 0 | 0 | 0% | 0 | 0
1980-11-14 04:00 | 11 | 0 | 0 | 0% | 0 | 0
1980-11-14 05:00 | 11 | 0 | 0 | 0% | 0 | 0
1980-11-14 06:00 | 11 | 2451.26 | 2439.0042 | 99.5% | 2451.26 | 2439.0042
1980-11-14 07:00 | 11 | 31722.9 | 31564.2793 | 99.5% | 31722.9 | 31564.2793
1980-11-14 08:00 | 11 | 67646.1 | 67307.9062 | 99.5% | 50000 | 49750.0272
1980-11-14 09:00 | 11 | 83518.9 | 83101.3438 | 99.5% | 50000 | 49750.0229
1980-11-14 10:00 | 11 | 107471 | 106933.7188 | 99.5% | 50000 | 49750.0343
1980-11-14 11:00 | 11 | 125791 | 125162.0938 | 99.5% | 50000 | 49750.0194
1980-11-14 12:00 | 11 | 129666 | 129018.1562 | 99.5% | 50000 | 49750.1875
1980-11-14 13:00 | 11 | 104420 | 103897.8594 | 99.5% | 50000 | 49749.9805
1980-11-14 14:00 | 11 | 70016.2 | 69666.1641 | 99.5% | 50000 | 49750.0322
1980-11-14 15:00 | 11 | 32419.8 | 32257.7266 | 99.5% | 32419.8 | 32257.7266
1980-11-14 16:00 | 11 | 4034.74 | 4014.571 | 99.5% | 4034.74 | 4014.571
1980-11-14 17:00 | 11 | 0 | 0 | 0% | 0 | 0
1980-11-14 18:00 | 11 | 0 | 0 | 0% | 0 | 0
1980-11-14 19:00 | 11 | 0 | 0 | 0% | 0 | 0
1980-11-14 20:00 | 11 | 0 | 0 | 0% | 0 | 0
1980-11-14 21:00 | 11 | 0 | 0 | 0% | 0 | 0
1980-11-14 22:00 | 11 | 0 | 0 | 0% | 0 | 0
1980-11-14 23:00 | 11 | 0 | 0 | 0% | 0 | 0
1980-11-15 | 11 | 0 | 0 | 0% | 0 | 0
1980-11-15 01:00 | 11 | 0 | 0 | 0% | 0 | 0
1980-11-15 02:00 | 11 | 0 | 0 | 0% | 0 | 0
1980-11-15 03:00 | 11 | 0 | 0 | 0% | 0 | 0
1980-11-15 04:00 | 11 | 0 | 0 | 0% | 0 | 0
1980-11-15 05:00 | 11 | 0 | 0 | 0% | 0 | 0
1980-11-15 06:00 | 11 | 2090.01 | 2079.5579 | 99.5% | 2090.01 | 2079.5579
1980-11-15 07:00 | 11 | 13883 | 13813.6191 | 99.5% | 13883 | 13813.6191
1980-11-15 08:00 | 11 | 65214.5 | 64888.3789 | 99.5% | 50000 | 49749.9627
1980-11-15 09:00 | 11 | 79335.4 | 78938.7188 | 99.5% | 50000 | 49749.9973
1980-11-15 10:00 | 11 | 106472 | 105940.1406 | 99.5% | 50000 | 49750.2351
1980-11-15 11:00 | 11 | 123393 | 122776.3438 | 99.5% | 50000 | 49750.1251
1980-11-15 12:00 | 11 | 121342 | 120734.9688 | 99.5% | 50000 | 49749.8676
1980-11-15 13:00 | 11 | 96240.9 | 95759.6953 | 99.5% | 50000 | 49749.9999
1980-11-15 14:00 | 11 | 64467.5 | 64145.1992 | 99.5% | 50000 | 49750.0285
1980-11-15 15:00 | 11 | 29125.4 | 28979.791 | 99.5% | 29125.4 | 28979.791
1980-11-15 16:00 | 11 | 3551.86 | 3534.104 | 99.5% | 3551.86 | 3534.104
1980-11-15 17:00 | 11 | 0 | 0 | 0% | 0 | 0
1980-11-15 18:00 | 11 | 0 | 0 | 0% | 0 | 0
1980-11-15 19:00 | 11 | 0 | 0 | 0% | 0 | 0
1980-11-15 20:00 | 11 | 0 | 0 | 0% | 0 | 0
1980-11-15 21:00 | 11 | 0 | 0 | 0% | 0 | 0
1980-11-15 22:00 | 11 | 0 | 0 | 0% | 0 | 0
1980-11-15 23:00 | 11 | 0 | 0 | 0% | 0 | 0
1980-11-16 | 11 | 0 | 0 | 0% | 0 | 0
1980-11-16 01:00 | 11 | 0 | 0 | 0% | 0 | 0
1980-11-16 02:00 | 11 | 0 | 0 | 0% | 0 | 0
1980-11-16 03:00 | 11 | 0 | 0 | 0% | 0 | 0
1980-11-16 04:00 | 11 | 0 | 0 | 0% | 0 | 0
1980-11-16 05:00 | 11 | 0 | 0 | 0% | 0 | 0
1980-11-16 06:00 | 11 | 1424.86 | 1417.7339 | 99.5% | 1424.86 | 1417.7339
1980-11-16 07:00 | 11 | 22534.4 | 22421.7598 | 99.5% | 22534.4 | 22421.7598
1980-11-16 08:00 | 11 | 34413.3 | 34241.1914 | 99.5% | 34413.3 | 34241.1914
1980-11-16 09:00 | 11 | 73734.8 | 73366.1562 | 99.5% | 50000 | 49750.0205
1980-11-16 10:00 | 11 | 93465.4 | 92998.0391 | 99.5% | 50000 | 49749.9818
1980-11-16 11:00 | 11 | 87221.1 | 86784.9844 | 99.5% | 50000 | 49749.9942
1980-11-16 12:00 | 11 | 97853.2 | 97363.8984 | 99.5% | 50000 | 49749.9818
1980-11-16 13:00 | 11 | 99960.2 | 99460.3906 | 99.5% | 50000 | 49749.9958
1980-11-16 14:00 | 11 | 64196.9 | 63875.8711 | 99.5% | 50000 | 49749.9654
1980-11-16 15:00 | 11 | 31669.4 | 31511.043 | 99.5% | 31669.4 | 31511.043
1980-11-16 16:00 | 11 | 3575.99 | 3558.1147 | 99.5% | 3575.99 | 3558.1147
1980-11-16 17:00 | 11 | 0 | 0 | 0% | 0 | 0
1980-11-16 18:00 | 11 | 0 | 0 | 0% | 0 | 0
1980-11-16 19:00 | 11 | 0 | 0 | 0% | 0 | 0
1980-11-16 20:00 | 11 | 0 | 0 | 0% | 0 | 0
1980-11-16 21:00 | 11 | 0 | 0 | 0% | 0 | 0
1980-11-16 22:00 | 11 | 0 | 0 | 0% | 0 | 0
1980-11-16 23:00 | 11 | 0 | 0 | 0% | 0 | 0
1980-11-17 | 11 | 0 | 0 | 0% | 0 | 0
1980-11-17 01:00 | 11 | 0 | 0 | 0% | 0 | 0
1980-11-17 02:00 | 11 | 0 | 0 | 0% | 0 | 0
1980-11-17 03:00 | 11 | 0 | 0 | 0% | 0 | 0
1980-11-17 04:00 | 11 | 0 | 0 | 0% | 0 | 0
1980-11-17 05:00 | 11 | 0 | 0 | 0% | 0 | 0
1980-11-17 06:00 | 11 | 1580.42 | 1572.5134 | 99.5% | 1580.42 | 1572.5134
1980-11-17 07:00 | 11 | 35625.1 | 35446.9297 | 99.5% | 35625.1 | 35446.9297
1980-11-17 08:00 | 11 | 70642.9 | 70289.6719 | 99.5% | 50000 | 49749.9904
1980-11-17 09:00 | 11 | 81880 | 81470.5547 | 99.5% | 50000 | 49749.9723
1980-11-17 10:00 | 11 | 103675 | 103156.7188 | 99.5% | 50000 | 49750.0452
1980-11-17 11:00 | 11 | 131312 | 130655.2734 | 99.5% | 50000 | 49749.9366
1980-11-17 12:00 | 11 | 133271 | 132604.8125 | 99.5% | 50000 | 49750.0628
1980-11-17 13:00 | 11 | 101620 | 101111.9453 | 99.5% | 50000 | 49750.0223
1980-11-17 14:00 | 11 | 70704.7 | 70351.1797 | 99.5% | 50000 | 49750.0023
1980-11-17 15:00 | 11 | 37829.1 | 37640 | 99.5% | 37829.1 | 37640
1980-11-17 16:00 | 11 | 5715.38 | 5686.8047 | 99.5% | 5715.38 | 5686.8047
1980-11-17 17:00 | 11 | 0 | 0 | 0% | 0 | 0
1980-11-17 18:00 | 11 | 0 | 0 | 0% | 0 | 0
1980-11-17 19:00 | 11 | 0 | 0 | 0% | 0 | 0
1980-11-17 20:00 | 11 | 0 | 0 | 0% | 0 | 0
1980-11-17 21:00 | 11 | 0 | 0 | 0% | 0 | 0
1980-11-17 22:00 | 11 | 0 | 0 | 0% | 0 | 0
1980-11-17 23:00 | 11 | 0 | 0 | 0% | 0 | 0
1980-11-18 | 11 | 0 | 0 | 0% | 0 | 0
1980-11-18 01:00 | 11 | 0 | 0 | 0% | 0 | 0
1980-11-18 02:00 | 11 | 0 | 0 | 0% | 0 | 0
1980-11-18 03:00 | 11 | 0 | 0 | 0% | 0 | 0
1980-11-18 04:00 | 11 | 0 | 0 | 0% | 0 | 0
1980-11-18 05:00 | 11 | 0 | 0 | 0% | 0 | 0
1980-11-18 06:00 | 11 | 1258.55 | 1252.2621 | 99.5% | 1258.55 | 1252.2621
1980-11-18 07:00 | 11 | 34942.5 | 34767.7539 | 99.5% | 34942.5 | 34767.7539
1980-11-18 08:00 | 11 | 69604.2 | 69256.1719 | 99.5% | 50000 | 49749.9949
1980-11-18 09:00 | 11 | 79779.9 | 79380.9609 | 99.5% | 50000 | 49749.9752
1980-11-18 10:00 | 11 | 104809 | 104285.4453 | 99.5% | 50000 | 49750.2339
1980-11-18 11:00 | 11 | 127024 | 126389.0469 | 99.5% | 50000 | 49750.0657
1980-11-18 12:00 | 11 | 130483 | 129830.25 | 99.5% | 50000 | 49749.8716
1980-11-18 13:00 | 11 | 103732 | 103213.375 | 99.5% | 50000 | 49750.0169
1980-11-18 14:00 | 11 | 67360.3 | 67023.4609 | 99.5% | 50000 | 49749.9721
1980-11-18 15:00 | 11 | 31136.2 | 30980.5527 | 99.5% | 31136.2 | 30980.5527
1980-11-18 16:00 | 11 | 3419.75 | 3402.6492 | 99.5% | 3419.75 | 3402.6492
1980-11-18 17:00 | 11 | 0 | 0 | 0% | 0 | 0
1980-11-18 18:00 | 11 | 0 | 0 | 0% | 0 | 0
1980-11-18 19:00 | 11 | 0 | 0 | 0% | 0 | 0
1980-11-18 20:00 | 11 | 0 | 0 | 0% | 0 | 0
1980-11-18 21:00 | 11 | 0 | 0 | 0% | 0 | 0
1980-11-18 22:00 | 11 | 0 | 0 | 0% | 0 | 0
1980-11-18 23:00 | 11 | 0 | 0 | 0% | 0 | 0
1980-11-19 | 11 | 0 | 0 | 0% | 0 | 0
1980-11-19 01:00 | 11 | 0 | 0 | 0% | 0 | 0
1980-11-19 02:00 | 11 | 0 | 0 | 0% | 0 | 0
1980-11-19 03:00 | 11 | 0 | 0 | 0% | 0 | 0
1980-11-19 04:00 | 11 | 0 | 0 | 0% | 0 | 0
1980-11-19 05:00 | 11 | 0 | 0 | 0% | 0 | 0
1980-11-19 06:00 | 11 | 897.247 | 892.7607 | 99.5% | 897.247 | 892.7607
1980-11-19 07:00 | 11 | 34013.2 | 33843.1406 | 99.5% | 34013.2 | 33843.1406
1980-11-19 08:00 | 11 | 68548.5 | 68205.7969 | 99.5% | 50000 | 49750.0287
1980-11-19 09:00 | 11 | 80446.2 | 80043.9453 | 99.5% | 50000 | 49749.9853
1980-11-19 10:00 | 11 | 104252 | 103731.1719 | 99.5% | 50000 | 49750.2071
1980-11-19 11:00 | 11 | 124376 | 123753.9688 | 99.5% | 50000 | 49749.9392
1980-11-19 12:00 | 11 | 125865 | 125235.2891 | 99.5% | 50000 | 49749.8467
1980-11-19 13:00 | 11 | 102582 | 102069.0312 | 99.5% | 50000 | 49749.9714
1980-11-19 14:00 | 11 | 67623.2 | 67285.0703 | 99.5% | 50000 | 49749.9899
1980-11-19 15:00 | 11 | 28116.8 | 27976.2324 | 99.5% | 28116.8 | 27976.2324
1980-11-19 16:00 | 11 | 2516.17 | 2503.5842 | 99.5% | 2516.17 | 2503.5842
1980-11-19 17:00 | 11 | 0 | 0 | 0% | 0 | 0
1980-11-19 18:00 | 11 | 0 | 0 | 0% | 0 | 0
1980-11-19 19:00 | 11 | 0 | 0 | 0% | 0 | 0
1980-11-19 20:00 | 11 | 0 | 0 | 0% | 0 | 0
1980-11-19 21:00 | 11 | 0 | 0 | 0% | 0 | 0
1980-11-19 22:00 | 11 | 0 | 0 | 0% | 0 | 0
1980-11-19 23:00 | 11 | 0 | 0 | 0% | 0 | 0
1980-11-20 | 11 | 0 | 0 | 0% | 0 | 0
1980-11-20 01:00 | 11 | 0 | 0 | 0% | 0 | 0
1980-11-20 02:00 | 11 | 0 | 0 | 0% | 0 | 0
1980-11-20 03:00 | 11 | 0 | 0 | 0% | 0 | 0
1980-11-20 04:00 | 11 | 0 | 0 | 0% | 0 | 0
1980-11-20 05:00 | 11 | 0 | 0 | 0% | 0 | 0
1980-11-20 06:00 | 11 | 960.523 | 955.7205 | 99.5% | 960.523 | 955.7205
1980-11-20 07:00 | 11 | 32839.7 | 32675.5 | 99.5% | 32839.7 | 32675.5
1980-11-20 08:00 | 11 | 67874.6 | 67535.2656 | 99.5% | 50000 | 49750.0285
1980-11-20 09:00 | 11 | 80049.1 | 79648.8594 | 99.5% | 50000 | 49750.003
1980-11-20 10:00 | 11 | 106163 | 105631.8438 | 99.5% | 50000 | 49749.8393
1980-11-20 11:00 | 11 | 126758 | 126123.8203 | 99.5% | 50000 | 49749.8463
1980-11-20 12:00 | 11 | 128250 | 127608.7422 | 99.5% | 50000 | 49749.997
1980-11-20 13:00 | 11 | 100934 | 100429.6172 | 99.5% | 50000 | 49750.1423
1980-11-20 14:00 | 11 | 67257.4 | 66921.0938 | 99.5% | 50000 | 49749.9857
1980-11-20 15:00 | 11 | 28940.6 | 28795.8945 | 99.5% | 28940.6 | 28795.8945
1980-11-20 16:00 | 11 | 1914 | 1904.4297 | 99.5% | 1914 | 1904.4297
1980-11-20 17:00 | 11 | 0 | 0 | 0% | 0 | 0
1980-11-20 18:00 | 11 | 0 | 0 | 0% | 0 | 0
1980-11-20 19:00 | 11 | 0 | 0 | 0% | 0 | 0
1980-11-20 20:00 | 11 | 0 | 0 | 0% | 0 | 0
1980-11-20 21:00 | 11 | 0 | 0 | 0% | 0 | 0
1980-11-20 22:00 | 11 | 0 | 0 | 0% | 0 | 0
1980-11-20 23:00 | 11 | 0 | 0 | 0% | 0 | 0
1980-11-21 | 11 | 0 | 0 | 0% | 0 | 0
1980-11-21 01:00 | 11 | 0 | 0 | 0% | 0 | 0
1980-11-21 02:00 | 11 | 0 | 0 | 0% | 0 | 0
1980-11-21 03:00 | 11 | 0 | 0 | 0% | 0 | 0
1980-11-21 04:00 | 11 | 0 | 0 | 0% | 0 | 0
1980-11-21 05:00 | 11 | 0 | 0 | 0% | 0 | 0
1980-11-21 06:00 | 11 | 778.873 | 774.9786 | 99.5% | 778.873 | 774.9786
1980-11-21 07:00 | 11 | 32331.2 | 32169.5059 | 99.5% | 32331.2 | 32169.5059
1980-11-21 08:00 | 11 | 66850 | 66515.7266 | 99.5% | 50000 | 49749.9825
1980-11-21 09:00 | 11 | 77928.6 | 77538.9297 | 99.5% | 50000 | 49749.9825
1980-11-21 10:00 | 11 | 103046 | 102531.0781 | 99.5% | 50000 | 49750.1495
1980-11-21 11:00 | 11 | 122645 | 122032.0234 | 99.5% | 50000 | 49750.1013
1980-11-21 12:00 | 11 | 124864 | 124239.875 | 99.5% | 50000 | 49750.0781
1980-11-21 13:00 | 11 | 91518.6 | 91061.0547 | 99.5% | 50000 | 49750.0261
1980-11-21 14:00 | 11 | 66961.8 | 66626.9453 | 99.5% | 50000 | 49749.9659
1980-11-21 15:00 | 11 | 31627.5 | 31469.3789 | 99.5% | 31627.5 | 31469.3789
1980-11-21 16:00 | 11 | 2780.44 | 2766.5361 | 99.5% | 2780.44 | 2766.5361
1980-11-21 17:00 | 11 | 0 | 0 | 0% | 0 | 0
1980-11-21 18:00 | 11 | 0 | 0 | 0% | 0 | 0
1980-11-21 19:00 | 11 | 0 | 0 | 0% | 0 | 0
1980-11-21 20:00 | 11 | 0 | 0 | 0% | 0 | 0
1980-11-21 21:00 | 11 | 0 | 0 | 0% | 0 | 0
1980-11-21 22:00 | 11 | 0 | 0 | 0% | 0 | 0
1980-11-21 23:00 | 11 | 0 | 0 | 0% | 0 | 0
1980-11-22 | 11 | 0 | 0 | 0% | 0 | 0
1980-11-22 01:00 | 11 | 0 | 0 | 0% | 0 | 0
1980-11-22 02:00 | 11 | 0 | 0 | 0% | 0 | 0
1980-11-22 03:00 | 11 | 0 | 0 | 0% | 0 | 0
1980-11-22 04:00 | 11 | 0 | 0 | 0% | 0 | 0
1980-11-22 05:00 | 11 | 0 | 0 | 0% | 0 | 0
1980-11-22 06:00 | 11 | 1749.07 | 1740.324 | 99.5% | 1749.07 | 1740.324
1980-11-22 07:00 | 11 | 26192.3 | 26061.375 | 99.5% | 26192.3 | 26061.375
1980-11-22 08:00 | 11 | 57306.6 | 57020.0781 | 99.5% | 50000 | 49750.0097
1980-11-22 09:00 | 11 | 59617.1 | 59319.0625 | 99.5% | 50000 | 49750.0403
1980-11-22 10:00 | 11 | 101599 | 101090.6562 | 99.5% | 50000 | 49749.8284
1980-11-22 11:00 | 11 | 110580 | 110026.6094 | 99.5% | 50000 | 49749.7782
1980-11-22 12:00 | 11 | 92938.4 | 92473.6641 | 99.5% | 50000 | 49749.9764
1980-11-22 13:00 | 11 | 91577.1 | 91119.2109 | 99.5% | 50000 | 49749.9981
1980-11-22 14:00 | 11 | 69681.3 | 69332.875 | 99.5% | 50000 | 49749.9867
1980-11-22 15:00 | 11 | 30937.4 | 30782.666 | 99.5% | 30937.4 | 30782.666
1980-11-22 16:00 | 11 | 3127.73 | 3112.0945 | 99.5% | 3127.73 | 3112.0945
1980-11-22 17:00 | 11 | 0 | 0 | 0% | 0 | 0
1980-11-22 18:00 | 11 | 0 | 0 | 0% | 0 | 0
1980-11-22 19:00 | 11 | 0 | 0 | 0% | 0 | 0
1980-11-22 20:00 | 11 | 0 | 0 | 0% | 0 | 0
1980-11-22 21:00 | 11 | 0 | 0 | 0% | 0 | 0
1980-11-22 22:00 | 11 | 0 | 0 | 0% | 0 | 0
1980-11-22 23:00 | 11 | 0 | 0 | 0% | 0 | 0
1980-11-23 | 11 | 0 | 0 | 0% | 0 | 0
1980-11-23 01:00 | 11 | 0 | 0 | 0% | 0 | 0
1980-11-23 02:00 | 11 | 0 | 0 | 0% | 0 | 0
1980-11-23 03:00 | 11 | 0 | 0 | 0% | 0 | 0
1980-11-23 04:00 | 11 | 0 | 0 | 0% | 0 | 0
1980-11-23 05:00 | 11 | 0 | 0 | 0% | 0 | 0
1980-11-23 06:00 | 11 | 983.549 | 978.6314 | 99.5% | 983.549 | 978.6314
1980-11-23 07:00 | 11 | 28139.5 | 27998.7793 | 99.5% | 28139.5 | 27998.7793
1980-11-23 08:00 | 11 | 63732.2 | 63413.5469 | 99.5% | 50000 | 49750.0062
1980-11-23 09:00 | 11 | 77536.9 | 77149.1641 | 99.5% | 50000 | 49749.9668
1980-11-23 10:00 | 11 | 99261.3 | 98764.9922 | 99.5% | 50000 | 49749.9993
1980-11-23 11:00 | 11 | 118529 | 117936.0859 | 99.5% | 50000 | 49749.8865
1980-11-23 12:00 | 11 | 120174 | 119572.8203 | 99.5% | 50000 | 49749.8712
1980-11-23 13:00 | 11 | 97608.1 | 97120.0391 | 99.5% | 50000 | 49749.9895
1980-11-23 14:00 | 11 | 65391 | 65064.0273 | 99.5% | 50000 | 49749.9865
1980-11-23 15:00 | 11 | 26781.4 | 26647.4863 | 99.5% | 26781.4 | 26647.4863
1980-11-23 16:00 | 11 | 1580 | 1572.1029 | 99.5% | 1580 | 1572.1029
1980-11-23 17:00 | 11 | 0 | 0 | 0% | 0 | 0
1980-11-23 18:00 | 11 | 0 | 0 | 0% | 0 | 0
1980-11-23 19:00 | 11 | 0 | 0 | 0% | 0 | 0
1980-11-23 20:00 | 11 | 0 | 0 | 0% | 0 | 0
1980-11-23 21:00 | 11 | 0 | 0 | 0% | 0 | 0
1980-11-23 22:00 | 11 | 0 | 0 | 0% | 0 | 0
1980-11-23 23:00 | 11 | 0 | 0 | 0% | 0 | 0
1980-11-24 | 11 | 0 | 0 | 0% | 0 | 0
1980-11-24 01:00 | 11 | 0 | 0 | 0% | 0 | 0
1980-11-24 02:00 | 11 | 0 | 0 | 0% | 0 | 0
1980-11-24 03:00 | 11 | 0 | 0 | 0% | 0 | 0
1980-11-24 04:00 | 11 | 0 | 0 | 0% | 0 | 0
1980-11-24 05:00 | 11 | 0 | 0 | 0% | 0 | 0
1980-11-24 06:00 | 11 | 1018.98 | 1013.8901 | 99.5% | 1018.98 | 1013.8901
1980-11-24 07:00 | 11 | 25241.4 | 25115.2402 | 99.5% | 25241.4 | 25115.2402
1980-11-24 08:00 | 11 | 58586.9 | 58293.9688 | 99.5% | 50000 | 49750.0028
1980-11-24 09:00 | 11 | 73558.8 | 73191.0312 | 99.5% | 50000 | 49750.0172
1980-11-24 10:00 | 11 | 95098.3 | 94622.7812 | 99.5% | 50000 | 49749.9857
1980-11-24 11:00 | 11 | 115889 | 115309.6328 | 99.5% | 50000 | 49750.0336
1980-11-24 12:00 | 11 | 115689 | 115110.8203 | 99.5% | 50000 | 49750.1147
1980-11-24 13:00 | 11 | 92973.2 | 92508.3828 | 99.5% | 50000 | 49750.0263
1980-11-24 14:00 | 11 | 60367.1 | 60065.3008 | 99.5% | 50000 | 49750.0301
1980-11-24 15:00 | 11 | 25996 | 25866.041 | 99.5% | 25996 | 25866.041
1980-11-24 16:00 | 11 | 2214.79 | 2203.7173 | 99.5% | 2214.79 | 2203.7173
1980-11-24 17:00 | 11 | 0 | 0 | 0% | 0 | 0
1980-11-24 18:00 | 11 | 0 | 0 | 0% | 0 | 0
1980-11-24 19:00 | 11 | 0 | 0 | 0% | 0 | 0
1980-11-24 20:00 | 11 | 0 | 0 | 0% | 0 | 0
1980-11-24 21:00 | 11 | 0 | 0 | 0% | 0 | 0
1980-11-24 22:00 | 11 | 0 | 0 | 0% | 0 | 0
1980-11-24 23:00 | 11 | 0 | 0 | 0% | 0 | 0
1980-11-25 | 11 | 0 | 0 | 0% | 0 | 0
1980-11-25 01:00 | 11 | 0 | 0 | 0% | 0 | 0
1980-11-25 02:00 | 11 | 0 | 0 | 0% | 0 | 0
1980-11-25 03:00 | 11 | 0 | 0 | 0% | 0 | 0
1980-11-25 04:00 | 11 | 0 | 0 | 0% | 0 | 0
1980-11-25 05:00 | 11 | 0 | 0 | 0% | 0 | 0
1980-11-25 06:00 | 11 | 167.868 | 167.0291 | 99.5% | 167.868 | 167.0291
1980-11-25 07:00 | 11 | 30274.8 | 30123.459 | 99.5% | 30274.8 | 30123.459
1980-11-25 08:00 | 11 | 64193.2 | 63872.2812 | 99.5% | 50000 | 49750.0368
1980-11-25 09:00 | 11 | 77992.4 | 77602.4453 | 99.5% | 50000 | 49750.0047
1980-11-25 10:00 | 11 | 99176 | 98680.1562 | 99.5% | 50000 | 49750.0183
1980-11-25 11:00 | 11 | 122334 | 121722.3906 | 99.5% | 50000 | 49750.0248
1980-11-25 12:00 | 11 | 122629 | 122016.2109 | 99.5% | 50000 | 49750.1451
1980-11-25 13:00 | 11 | 96037 | 95556.7812 | 99.5% | 50000 | 49749.9824
1980-11-25 14:00 | 11 | 61934.5 | 61624.832 | 99.5% | 50000 | 49750.0037
1980-11-25 15:00 | 11 | 24913.1 | 24788.5254 | 99.5% | 24913.1 | 24788.5254
1980-11-25 16:00 | 11 | 2556.24 | 2543.4568 | 99.5% | 2556.24 | 2543.4568
1980-11-25 17:00 | 11 | 0 | 0 | 0% | 0 | 0
1980-11-25 18:00 | 11 | 0 | 0 | 0% | 0 | 0
1980-11-25 19:00 | 11 | 0 | 0 | 0% | 0 | 0
1980-11-25 20:00 | 11 | 0 | 0 | 0% | 0 | 0
1980-11-25 21:00 | 11 | 0 | 0 | 0% | 0 | 0
1980-11-25 22:00 | 11 | 0 | 0 | 0% | 0 | 0
1980-11-25 23:00 | 11 | 0 | 0 | 0% | 0 | 0
1980-11-26 | 11 | 0 | 0 | 0% | 0 | 0
1980-11-26 01:00 | 11 | 0 | 0 | 0% | 0 | 0
1980-11-26 02:00 | 11 | 0 | 0 | 0% | 0 | 0
1980-11-26 03:00 | 11 | 0 | 0 | 0% | 0 | 0
1980-11-26 04:00 | 11 | 0 | 0 | 0% | 0 | 0
1980-11-26 05:00 | 11 | 0 | 0 | 0% | 0 | 0
1980-11-26 06:00 | 11 | 970.742 | 965.8881 | 99.5% | 970.742 | 965.8881
1980-11-26 07:00 | 11 | 29847.5 | 29698.2266 | 99.5% | 29847.5 | 29698.2266
1980-11-26 08:00 | 11 | 62985.5 | 62670.6016 | 99.5% | 50000 | 49750.0231
1980-11-26 09:00 | 11 | 79616.9 | 79218.7734 | 99.5% | 50000 | 49749.9736
1980-11-26 10:00 | 11 | 108248 | 107706.9609 | 99.5% | 50000 | 49750.0928
1980-11-26 11:00 | 11 | 123808 | 123189.3984 | 99.5% | 50000 | 49750.1771
1980-11-26 12:00 | 11 | 127964 | 127324.5156 | 99.5% | 50000 | 49750.1311
1980-11-26 13:00 | 11 | 101293 | 100786.0469 | 99.5% | 50000 | 49749.7591
1980-11-26 14:00 | 11 | 64998.5 | 64673.4766 | 99.5% | 50000 | 49749.9762
1980-11-26 15:00 | 11 | 28641.2 | 28498.0352 | 99.5% | 28641.2 | 28498.0352
1980-11-26 16:00 | 11 | 2099.97 | 2089.4653 | 99.5% | 2099.97 | 2089.4653
1980-11-26 17:00 | 11 | 0 | 0 | 0% | 0 | 0
1980-11-26 18:00 | 11 | 0 | 0 | 0% | 0 | 0
1980-11-26 19:00 | 11 | 0 | 0 | 0% | 0 | 0
1980-11-26 20:00 | 11 | 0 | 0 | 0% | 0 | 0
1980-11-26 21:00 | 11 | 0 | 0 | 0% | 0 | 0
1980-11-26 22:00 | 11 | 0 | 0 | 0% | 0 | 0
1980-11-26 23:00 | 11 | 0 | 0 | 0% | 0 | 0
1980-11-27 | 11 | 0 | 0 | 0% | 0 | 0
1980-11-27 01:00 | 11 | 0 | 0 | 0% | 0 | 0
1980-11-27 02:00 | 11 | 0 | 0 | 0% | 0 | 0
1980-11-27 03:00 | 11 | 0 | 0 | 0% | 0 | 0
1980-11-27 04:00 | 11 | 0 | 0 | 0% | 0 | 0
1980-11-27 05:00 | 11 | 0 | 0 | 0% | 0 | 0
1980-11-27 06:00 | 11 | 0 | 0 | 0% | 0 | 0
1980-11-27 07:00 | 11 | 29383.1 | 29236.2324 | 99.5% | 29383.1 | 29236.2324
1980-11-27 08:00 | 11 | 64942.1 | 64617.4141 | 99.5% | 50000 | 49750.0189
1980-11-27 09:00 | 11 | 78409.8 | 78017.7109 | 99.5% | 50000 | 49749.9745
1980-11-27 10:00 | 11 | 101637 | 101128.7578 | 99.5% | 50000 | 49749.9719
1980-11-27 11:00 | 11 | 125380 | 124752.6719 | 99.5% | 50000 | 49749.8293
1980-11-27 12:00 | 11 | 127145 | 126508.8203 | 99.5% | 50000 | 49749.8212
1980-11-27 13:00 | 11 | 100931 | 100426.4141 | 99.5% | 50000 | 49750.0342
1980-11-27 14:00 | 11 | 65902.2 | 65572.7266 | 99.5% | 50000 | 49750.0285
1980-11-27 15:00 | 11 | 26968.6 | 26833.7715 | 99.5% | 26968.6 | 26833.7715
1980-11-27 16:00 | 11 | 1723.86 | 1715.2362 | 99.5% | 1723.86 | 1715.2362
1980-11-27 17:00 | 11 | 0 | 0 | 0% | 0 | 0
1980-11-27 18:00 | 11 | 0 | 0 | 0% | 0 | 0
1980-11-27 19:00 | 11 | 0 | 0 | 0% | 0 | 0
1980-11-27 20:00 | 11 | 0 | 0 | 0% | 0 | 0
1980-11-27 21:00 | 11 | 0 | 0 | 0% | 0 | 0
1980-11-27 22:00 | 11 | 0 | 0 | 0% | 0 | 0
1980-11-27 23:00 | 11 | 0 | 0 | 0% | 0 | 0
1980-11-28 | 11 | 0 | 0 | 0% | 0 | 0
1980-11-28 01:00 | 11 | 0 | 0 | 0% | 0 | 0
1980-11-28 02:00 | 11 | 0 | 0 | 0% | 0 | 0
1980-11-28 03:00 | 11 | 0 | 0 | 0% | 0 | 0
1980-11-28 04:00 | 11 | 0 | 0 | 0% | 0 | 0
1980-11-28 05:00 | 11 | 0 | 0 | 0% | 0 | 0
1980-11-28 06:00 | 11 | 0 | 0 | 0% | 0 | 0
1980-11-28 07:00 | 11 | 27436.5 | 27299.3262 | 99.5% | 27436.5 | 27299.3262
1980-11-28 08:00 | 11 | 61876.6 | 61567.2383 | 99.5% | 50000 | 49750.0172
1980-11-28 09:00 | 11 | 75610 | 75231.9922 | 99.5% | 50000 | 49750.0279
1980-11-28 10:00 | 11 | 97832.5 | 97343.3828 | 99.5% | 50000 | 49750.0232
1980-11-28 11:00 | 11 | 120990 | 120385.5312 | 99.5% | 50000 | 49750.1989
1980-11-28 12:00 | 11 | 123898 | 123279.0078 | 99.5% | 50000 | 49750.2009
1980-11-28 13:00 | 11 | 99127.8 | 98632.125 | 99.5% | 50000 | 49749.9818
1980-11-28 14:00 | 11 | 63581.4 | 63263.5195 | 99.5% | 50000 | 49750.0209
1980-11-28 15:00 | 11 | 28429.2 | 28287.041 | 99.5% | 28429.2 | 28287.041
1980-11-28 16:00 | 11 | 2106.79 | 2096.2573 | 99.5% | 2106.79 | 2096.2573
1980-11-28 17:00 | 11 | 0 | 0 | 0% | 0 | 0
1980-11-28 18:00 | 11 | 0 | 0 | 0% | 0 | 0
1980-11-28 19:00 | 11 | 0 | 0 | 0% | 0 | 0
1980-11-28 20:00 | 11 | 0 | 0 | 0% | 0 | 0
1980-11-28 21:00 | 11 | 0 | 0 | 0% | 0 | 0
1980-11-28 22:00 | 11 | 0 | 0 | 0% | 0 | 0
1980-11-28 23:00 | 11 | 0 | 0 | 0% | 0 | 0
1980-11-29 | 11 | 0 | 0 | 0% | 0 | 0
1980-11-29 01:00 | 11 | 0 | 0 | 0% | 0 | 0
1980-11-29 02:00 | 11 | 0 | 0 | 0% | 0 | 0
1980-11-29 03:00 | 11 | 0 | 0 | 0% | 0 | 0
1980-11-29 04:00 | 11 | 0 | 0 | 0% | 0 | 0
1980-11-29 05:00 | 11 | 0 | 0 | 0% | 0 | 0
1980-11-29 06:00 | 11 | 1309.59 | 1303.041 | 99.5% | 1309.59 | 1303.041
1980-11-29 07:00 | 11 | 17830.5 | 17741.2988 | 99.5% | 17830.5 | 17741.2988
1980-11-29 08:00 | 11 | 54513.1 | 54240.5273 | 99.5% | 50000 | 49749.9934
1980-11-29 09:00 | 11 | 69067.1 | 68721.7656 | 99.5% | 50000 | 49750.0008
1980-11-29 10:00 | 11 | 99434.6 | 98937.4531 | 99.5% | 50000 | 49750.0131
1980-11-29 11:00 | 11 | 117141 | 116555.1172 | 99.5% | 50000 | 49749.9241
1980-11-29 12:00 | 11 | 119755 | 119156.4375 | 99.5% | 50000 | 49750.0887
1980-11-29 13:00 | 11 | 94256.4 | 93785.0938 | 99.5% | 50000 | 49749.9871
1980-11-29 14:00 | 11 | 56163.1 | 55882.2695 | 99.5% | 50000 | 49749.9867
1980-11-29 15:00 | 11 | 26629.7 | 26496.584 | 99.5% | 26629.7 | 26496.584
1980-11-29 16:00 | 11 | 1820.95 | 1811.8497 | 99.5% | 1820.95 | 1811.8497
1980-11-29 17:00 | 11 | 0 | 0 | 0% | 0 | 0
1980-11-29 18:00 | 11 | 0 | 0 | 0% | 0 | 0
1980-11-29 19:00 | 11 | 0 | 0 | 0% | 0 | 0
1980-11-29 20:00 | 11 | 0 | 0 | 0% | 0 | 0
1980-11-29 21:00 | 11 | 0 | 0 | 0% | 0 | 0
1980-11-29 22:00 | 11 | 0 | 0 | 0% | 0 | 0
1980-11-29 23:00 | 11 | 0 | 0 | 0% | 0 | 0
1980-11-30 | 11 | 0 | 0 | 0% | 0 | 0
1980-11-30 01:00 | 11 | 0 | 0 | 0% | 0 | 0
1980-11-30 02:00 | 11 | 0 | 0 | 0% | 0 | 0
1980-11-30 03:00 | 11 | 0 | 0 | 0% | 0 | 0
1980-11-30 04:00 | 11 | 0 | 0 | 0% | 0 | 0
1980-11-30 05:00 | 11 | 0 | 0 | 0% | 0 | 0
1980-11-30 06:00 | 11 | 140.617 | 139.9134 | 99.5% | 140.617 | 139.9134
1980-11-30 07:00 | 11 | 9207.7 | 9161.6611 | 99.5% | 9207.7 | 9161.6611
1980-11-30 08:00 | 11 | 21844.5 | 21735.3008 | 99.5% | 21844.5 | 21735.3008
1980-11-30 09:00 | 11 | 63463.7 | 63146.4219 | 99.5% | 50000 | 49750.0318
1980-11-30 10:00 | 11 | 65915.7 | 65586.125 | 99.5% | 50000 | 49750.0027
1980-11-30 11:00 | 11 | 102113 | 101602.5703 | 99.5% | 50000 | 49750.0663
1980-11-30 12:00 | 11 | 120230 | 119629.1406 | 99.5% | 50000 | 49750.1209
1980-11-30 13:00 | 11 | 94856.2 | 94381.8828 | 99.5% | 50000 | 49749.9809
1980-11-30 14:00 | 11 | 66008.1 | 65678.1094 | 99.5% | 50000 | 49750.0378
1980-11-30 15:00 | 11 | 28886.7 | 28742.2695 | 99.5% | 28886.7 | 28742.2695
1980-11-30 16:00 | 11 | 2585.86 | 2572.9353 | 99.5% | 2585.86 | 2572.9353
1980-11-30 17:00 | 11 | 0 | 0 | 0% | 0 | 0
1980-11-30 18:00 | 11 | 0 | 0 | 0% | 0 | 0
1980-11-30 19:00 | 11 | 0 | 0 | 0% | 0 | 0
1980-11-30 20:00 | 11 | 0 | 0 | 0% | 0 | 0
1980-11-30 21:00 | 11 | 0 | 0 | 0% | 0 | 0
1980-11-30 22:00 | 11 | 0 | 0 | 0% | 0 | 0
1980-11-30 23:00 | 11 | 0 | 0 | 0% | 0 | 0
1997-12-01 | 12 | 0 | 0 | 0% | 0 | 0
1997-12-01 01:00 | 12 | 0 | 0 | 0% | 0 | 0
1997-12-01 02:00 | 12 | 0 | 0 | 0% | 0 | 0
1997-12-01 03:00 | 12 | 0 | 0 | 0% | 0 | 0
1997-12-01 04:00 | 12 | 0 | 0 | 0% | 0 | 0
1997-12-01 05:00 | 12 | 0 | 0 | 0% | 0 | 0
1997-12-01 06:00 | 12 | 108.101 | 107.5607 | 99.5% | 108.101 | 107.5607
1997-12-01 07:00 | 12 | 19044.9 | 18949.6992 | 99.5% | 19044.9 | 18949.6992
1997-12-01 08:00 | 12 | 43305.9 | 43089.3633 | 99.5% | 43305.9 | 43089.3633
1997-12-01 09:00 | 12 | 59182.6 | 58886.7266 | 99.5% | 50000 | 49750.0334
1997-12-01 10:00 | 12 | 90580.7 | 90127.7656 | 99.5% | 50000 | 49749.983
1997-12-01 11:00 | 12 | 113564 | 112996.375 | 99.5% | 50000 | 49750.0859
1997-12-01 12:00 | 12 | 93681.4 | 93213.0312 | 99.5% | 50000 | 49750.0204
1997-12-01 13:00 | 12 | 89303.8 | 88857.2422 | 99.5% | 50000 | 49749.9783
1997-12-01 14:00 | 12 | 54501.9 | 54229.3516 | 99.5% | 50000 | 49749.9643
1997-12-01 15:00 | 12 | 24793.9 | 24669.9531 | 99.5% | 24793.9 | 24669.9531
1997-12-01 16:00 | 12 | 1496.27 | 1488.7904 | 99.5% | 1496.27 | 1488.7904
1997-12-01 17:00 | 12 | 0 | 0 | 0% | 0 | 0
1997-12-01 18:00 | 12 | 0 | 0 | 0% | 0 | 0
1997-12-01 19:00 | 12 | 0 | 0 | 0% | 0 | 0
1997-12-01 20:00 | 12 | 0 | 0 | 0% | 0 | 0
1997-12-01 21:00 | 12 | 0 | 0 | 0% | 0 | 0
1997-12-01 22:00 | 12 | 0 | 0 | 0% | 0 | 0
1997-12-01 23:00 | 12 | 0 | 0 | 0% | 0 | 0
1997-12-02 | 12 | 0 | 0 | 0% | 0 | 0
1997-12-02 01:00 | 12 | 0 | 0 | 0% | 0 | 0
1997-12-02 02:00 | 12 | 0 | 0 | 0% | 0 | 0
1997-12-02 03:00 | 12 | 0 | 0 | 0% | 0 | 0
1997-12-02 04:00 | 12 | 0 | 0 | 0% | 0 | 0
1997-12-02 05:00 | 12 | 0 | 0 | 0% | 0 | 0
1997-12-02 06:00 | 12 | 141.105 | 140.3998 | 99.5% | 141.105 | 140.3998
1997-12-02 07:00 | 12 | 15240.8 | 15164.6025 | 99.5% | 15240.8 | 15164.6025
1997-12-02 08:00 | 12 | 27622 | 27483.9102 | 99.5% | 27622 | 27483.9102
1997-12-02 09:00 | 12 | 54020.2 | 53750.0898 | 99.5% | 50000 | 49749.9915
1997-12-02 10:00 | 12 | 70861.7 | 70507.3828 | 99.5% | 50000 | 49749.9939
1997-12-02 11:00 | 12 | 117663 | 117074.8828 | 99.5% | 50000 | 49750.0841
1997-12-02 12:00 | 12 | 100061 | 99560.5781 | 99.5% | 50000 | 49749.9416
1997-12-02 13:00 | 12 | 84777.1 | 84353.2188 | 99.5% | 50000 | 49750.0025
1997-12-02 14:00 | 12 | 59153.2 | 58857.4062 | 99.5% | 50000 | 49749.9765
1997-12-02 15:00 | 12 | 24465.3 | 24342.9492 | 99.5% | 24465.3 | 24342.9492
1997-12-02 16:00 | 12 | 1715 | 1706.4236 | 99.5% | 1715 | 1706.4236
1997-12-02 17:00 | 12 | 0 | 0 | 0% | 0 | 0
1997-12-02 18:00 | 12 | 0 | 0 | 0% | 0 | 0
1997-12-02 19:00 | 12 | 0 | 0 | 0% | 0 | 0
1997-12-02 20:00 | 12 | 0 | 0 | 0% | 0 | 0
1997-12-02 21:00 | 12 | 0 | 0 | 0% | 0 | 0
1997-12-02 22:00 | 12 | 0 | 0 | 0% | 0 | 0
1997-12-02 23:00 | 12 | 0 | 0 | 0% | 0 | 0
1997-12-03 | 12 | 0 | 0 | 0% | 0 | 0
1997-12-03 01:00 | 12 | 0 | 0 | 0% | 0 | 0
1997-12-03 02:00 | 12 | 0 | 0 | 0% | 0 | 0
1997-12-03 03:00 | 12 | 0 | 0 | 0% | 0 | 0
1997-12-03 04:00 | 12 | 0 | 0 | 0% | 0 | 0
1997-12-03 05:00 | 12 | 0 | 0 | 0% | 0 | 0
1997-12-03 06:00 | 12 | 28.066 | 27.9256 | 99.5% | 28.066 | 27.9256
1997-12-03 07:00 | 12 | 21434.4 | 21327.1914 | 99.5% | 21434.4 | 21327.1914
1997-12-03 08:00 | 12 | 57039.8 | 56754.6016 | 99.5% | 50000 | 49750.0005
1997-12-03 09:00 | 12 | 74188.6 | 73817.6953 | 99.5% | 50000 | 49750.0258
1997-12-03 10:00 | 12 | 93107.8 | 92642.2734 | 99.5% | 50000 | 49750.0067
1997-12-03 11:00 | 12 | 119996 | 119396.1484 | 99.5% | 50000 | 49750.0535
1997-12-03 12:00 | 12 | 105208 | 104682.2969 | 99.5% | 50000 | 49750.1601
1997-12-03 13:00 | 12 | 93801.3 | 93332.25 | 99.5% | 50000 | 49749.9768
1997-12-03 14:00 | 12 | 59604.7 | 59306.668 | 99.5% | 50000 | 49749.9928
1997-12-03 15:00 | 12 | 26589.1 | 26456.1309 | 99.5% | 26589.1 | 26456.1309
1997-12-03 16:00 | 12 | 1544.79 | 1537.0699 | 99.5% | 1544.79 | 1537.0699
1997-12-03 17:00 | 12 | 0 | 0 | 0% | 0 | 0
1997-12-03 18:00 | 12 | 0 | 0 | 0% | 0 | 0
1997-12-03 19:00 | 12 | 0 | 0 | 0% | 0 | 0
1997-12-03 20:00 | 12 | 0 | 0 | 0% | 0 | 0
1997-12-03 21:00 | 12 | 0 | 0 | 0% | 0 | 0
1997-12-03 22:00 | 12 | 0 | 0 | 0% | 0 | 0
1997-12-03 23:00 | 12 | 0 | 0 | 0% | 0 | 0
1997-12-04 | 12 | 0 | 0 | 0% | 0 | 0
1997-12-04 01:00 | 12 | 0 | 0 | 0% | 0 | 0
1997-12-04 02:00 | 12 | 0 | 0 | 0% | 0 | 0
1997-12-04 03:00 | 12 | 0 | 0 | 0% | 0 | 0
1997-12-04 04:00 | 12 | 0 | 0 | 0% | 0 | 0
1997-12-04 05:00 | 12 | 0 | 0 | 0% | 0 | 0
1997-12-04 06:00 | 12 | 107.943 | 107.4029 | 99.5% | 107.943 | 107.4029
1997-12-04 07:00 | 12 | 18804.3 | 18710.2305 | 99.5% | 18804.3 | 18710.2305
1997-12-04 08:00 | 12 | 53808.3 | 53539.2812 | 99.5% | 50000 | 49750.0211
1997-12-04 09:00 | 12 | 73029.5 | 72664.3438 | 99.5% | 50000 | 49749.994
1997-12-04 10:00 | 12 | 96723.4 | 96239.7969 | 99.5% | 50000 | 49750.0072
1997-12-04 11:00 | 12 | 117135 | 116549.6406 | 99.5% | 50000 | 49750.1347
1997-12-04 12:00 | 12 | 117971 | 117381.1953 | 99.5% | 50000 | 49750.0213
1997-12-04 13:00 | 12 | 95419.4 | 94942.2656 | 99.5% | 50000 | 49749.9804
1997-12-04 14:00 | 12 | 61958.9 | 61649.1484 | 99.5% | 50000 | 49750.0346
1997-12-04 15:00 | 12 | 25288.6 | 25162.1992 | 99.5% | 25288.6 | 25162.1992
1997-12-04 16:00 | 12 | 1742.22 | 1733.5048 | 99.5% | 1742.22 | 1733.5048
1997-12-04 17:00 | 12 | 0 | 0 | 0% | 0 | 0
1997-12-04 18:00 | 12 | 0 | 0 | 0% | 0 | 0
1997-12-04 19:00 | 12 | 0 | 0 | 0% | 0 | 0
1997-12-04 20:00 | 12 | 0 | 0 | 0% | 0 | 0
1997-12-04 21:00 | 12 | 0 | 0 | 0% | 0 | 0
1997-12-04 22:00 | 12 | 0 | 0 | 0% | 0 | 0
1997-12-04 23:00 | 12 | 0 | 0 | 0% | 0 | 0
1997-12-05 | 12 | 0 | 0 | 0% | 0 | 0
1997-12-05 01:00 | 12 | 0 | 0 | 0% | 0 | 0
1997-12-05 02:00 | 12 | 0 | 0 | 0% | 0 | 0
1997-12-05 03:00 | 12 | 0 | 0 | 0% | 0 | 0
1997-12-05 04:00 | 12 | 0 | 0 | 0% | 0 | 0
1997-12-05 05:00 | 12 | 0 | 0 | 0% | 0 | 0
1997-12-05 06:00 | 12 | 35.2654 | 35.0891 | 99.5% | 35.2654 | 35.0891
1997-12-05 07:00 | 12 | 7509.78 | 7472.23 | 99.5% | 7509.78 | 7472.23
1997-12-05 08:00 | 12 | 18519.9 | 18427.3164 | 99.5% | 18519.9 | 18427.3164
1997-12-05 09:00 | 12 | 27481.1 | 27343.7129 | 99.5% | 27481.1 | 27343.7129
1997-12-05 10:00 | 12 | 74732.8 | 74359.1719 | 99.5% | 50000 | 49750.024
1997-12-05 11:00 | 12 | 88534.8 | 88092.1328 | 99.5% | 50000 | 49750.0038
1997-12-05 12:00 | 12 | 75126.9 | 74751.2891 | 99.5% | 50000 | 49750.0157
1997-12-05 13:00 | 12 | 41245.2 | 41038.9922 | 99.5% | 41245.2 | 41038.9922
1997-12-05 14:00 | 12 | 21399.7 | 21292.6973 | 99.5% | 21399.7 | 21292.6973
1997-12-05 15:00 | 12 | 10794.1 | 10740.1641 | 99.5% | 10794.1 | 10740.1641
1997-12-05 16:00 | 12 | 2420.73 | 2408.6228 | 99.5% | 2420.73 | 2408.6228
1997-12-05 17:00 | 12 | 0 | 0 | 0% | 0 | 0
1997-12-05 18:00 | 12 | 0 | 0 | 0% | 0 | 0
1997-12-05 19:00 | 12 | 0 | 0 | 0% | 0 | 0
1997-12-05 20:00 | 12 | 0 | 0 | 0% | 0 | 0
1997-12-05 21:00 | 12 | 0 | 0 | 0% | 0 | 0
1997-12-05 22:00 | 12 | 0 | 0 | 0% | 0 | 0
1997-12-05 23:00 | 12 | 0 | 0 | 0% | 0 | 0
1997-12-06 | 12 | 0 | 0 | 0% | 0 | 0
1997-12-06 01:00 | 12 | 0 | 0 | 0% | 0 | 0
1997-12-06 02:00 | 12 | 0 | 0 | 0% | 0 | 0
1997-12-06 03:00 | 12 | 0 | 0 | 0% | 0 | 0
1997-12-06 04:00 | 12 | 0 | 0 | 0% | 0 | 0
1997-12-06 05:00 | 12 | 0 | 0 | 0% | 0 | 0
1997-12-06 06:00 | 12 | 15.6268 | 15.5486 | 99.5% | 15.6268 | 15.5486
1997-12-06 07:00 | 12 | 9651.9 | 9603.6426 | 99.5% | 9651.9 | 9603.6426
1997-12-06 08:00 | 12 | 27325.9 | 27189.3008 | 99.5% | 27325.9 | 27189.3008
1997-12-06 09:00 | 12 | 28976.4 | 28831.5469 | 99.5% | 28976.4 | 28831.5469
1997-12-06 10:00 | 12 | 33484.4 | 33316.9844 | 99.5% | 33484.4 | 33316.9844
1997-12-06 11:00 | 12 | 45367.4 | 45140.543 | 99.5% | 45367.4 | 45140.543
1997-12-06 12:00 | 12 | 34816.9 | 34642.8359 | 99.5% | 34816.9 | 34642.8359
1997-12-06 13:00 | 12 | 65772.9 | 65444.0508 | 99.5% | 50000 | 49750.0116
1997-12-06 14:00 | 12 | 33132.7 | 32966.9883 | 99.5% | 33132.7 | 32966.9883
1997-12-06 15:00 | 12 | 10725.9 | 10672.2773 | 99.5% | 10725.9 | 10672.2773
1997-12-06 16:00 | 12 | 846.405 | 842.1725 | 99.5% | 846.405 | 842.1725
1997-12-06 17:00 | 12 | 0 | 0 | 0% | 0 | 0
1997-12-06 18:00 | 12 | 0 | 0 | 0% | 0 | 0
1997-12-06 19:00 | 12 | 0 | 0 | 0% | 0 | 0
1997-12-06 20:00 | 12 | 0 | 0 | 0% | 0 | 0
1997-12-06 21:00 | 12 | 0 | 0 | 0% | 0 | 0
1997-12-06 22:00 | 12 | 0 | 0 | 0% | 0 | 0
1997-12-06 23:00 | 12 | 0 | 0 | 0% | 0 | 0
1997-12-07 | 12 | 0 | 0 | 0% | 0 | 0
1997-12-07 01:00 | 12 | 0 | 0 | 0% | 0 | 0
1997-12-07 02:00 | 12 | 0 | 0 | 0% | 0 | 0
1997-12-07 03:00 | 12 | 0 | 0 | 0% | 0 | 0
1997-12-07 04:00 | 12 | 0 | 0 | 0% | 0 | 0
1997-12-07 05:00 | 12 | 0 | 0 | 0% | 0 | 0
1997-12-07 06:00 | 12 | 107.58 | 107.0419 | 99.5% | 107.58 | 107.0419
1997-12-07 07:00 | 12 | 19326.5 | 19229.8809 | 99.5% | 19326.5 | 19229.8809
1997-12-07 08:00 | 12 | 35522.2 | 35344.6406 | 99.5% | 35522.2 | 35344.6406
1997-12-07 09:00 | 12 | 61388.4 | 61081.5078 | 99.5% | 50000 | 49750.0406
1997-12-07 10:00 | 12 | 69220.7 | 68874.5625 | 99.5% | 50000 | 49749.9754
1997-12-07 11:00 | 12 | 77617.7 | 77229.6406 | 99.5% | 50000 | 49750.0188
1997-12-07 12:00 | 12 | 71360.8 | 71003.9531 | 99.5% | 50000 | 49749.97
1997-12-07 13:00 | 12 | 47542.8 | 47305.1328 | 99.5% | 47542.8 | 47305.1328
1997-12-07 14:00 | 12 | 50736.7 | 50483.0508 | 99.5% | 50000 | 49750.0338
1997-12-07 15:00 | 12 | 21228.9 | 21122.7988 | 99.5% | 21228.9 | 21122.7988
1997-12-07 16:00 | 12 | 882.375 | 877.9636 | 99.5% | 882.375 | 877.9636
1997-12-07 17:00 | 12 | 0 | 0 | 0% | 0 | 0
1997-12-07 18:00 | 12 | 0 | 0 | 0% | 0 | 0
1997-12-07 19:00 | 12 | 0 | 0 | 0% | 0 | 0
1997-12-07 20:00 | 12 | 0 | 0 | 0% | 0 | 0
1997-12-07 21:00 | 12 | 0 | 0 | 0% | 0 | 0
1997-12-07 22:00 | 12 | 0 | 0 | 0% | 0 | 0
1997-12-07 23:00 | 12 | 0 | 0 | 0% | 0 | 0
1997-12-08 | 12 | 0 | 0 | 0% | 0 | 0
1997-12-08 01:00 | 12 | 0 | 0 | 0% | 0 | 0
1997-12-08 02:00 | 12 | 0 | 0 | 0% | 0 | 0
1997-12-08 03:00 | 12 | 0 | 0 | 0% | 0 | 0
1997-12-08 04:00 | 12 | 0 | 0 | 0% | 0 | 0
1997-12-08 05:00 | 12 | 0 | 0 | 0% | 0 | 0
1997-12-08 06:00 | 12 | 1.0075 | 1.0025 | 99.5% | 1.0075 | 1.0025
1997-12-08 07:00 | 12 | 8304.73 | 8263.2061 | 99.5% | 8304.73 | 8263.2061
1997-12-08 08:00 | 12 | 23451.3 | 23334.0586 | 99.5% | 23451.3 | 23334.0586
1997-12-08 09:00 | 12 | 58070.9 | 57780.5078 | 99.5% | 50000 | 49749.9676
1997-12-08 10:00 | 12 | 64883.2 | 64558.8164 | 99.5% | 50000 | 49750.025
1997-12-08 11:00 | 12 | 67973.2 | 67633.3672 | 99.5% | 50000 | 49750.0244
1997-12-08 12:00 | 12 | 55913.4 | 55633.8633 | 99.5% | 50000 | 49750.0271
1997-12-08 13:00 | 12 | 94207.1 | 93736.1016 | 99.5% | 50000 | 49750.0197
1997-12-08 14:00 | 12 | 50521 | 50268.4297 | 99.5% | 50000 | 49750.0343
1997-12-08 15:00 | 12 | 21644.7 | 21536.4922 | 99.5% | 21644.7 | 21536.4922
1997-12-08 16:00 | 12 | 1511.24 | 1503.6825 | 99.5% | 1511.24 | 1503.6825
1997-12-08 17:00 | 12 | 0 | 0 | 0% | 0 | 0
1997-12-08 18:00 | 12 | 0 | 0 | 0% | 0 | 0
1997-12-08 19:00 | 12 | 0 | 0 | 0% | 0 | 0
1997-12-08 20:00 | 12 | 0 | 0 | 0% | 0 | 0
1997-12-08 21:00 | 12 | 0 | 0 | 0% | 0 | 0
1997-12-08 22:00 | 12 | 0 | 0 | 0% | 0 | 0
1997-12-08 23:00 | 12 | 0 | 0 | 0% | 0 | 0
1997-12-09 | 12 | 0 | 0 | 0% | 0 | 0
1997-12-09 01:00 | 12 | 0 | 0 | 0% | 0 | 0
1997-12-09 02:00 | 12 | 0 | 0 | 0% | 0 | 0
1997-12-09 03:00 | 12 | 0 | 0 | 0% | 0 | 0
1997-12-09 04:00 | 12 | 0 | 0 | 0% | 0 | 0
1997-12-09 05:00 | 12 | 0 | 0 | 0% | 0 | 0
1997-12-09 06:00 | 12 | 0.87448 | 0.87011 | 99.5% | 0.87448 | 0.87011
1997-12-09 07:00 | 12 | 17476.9 | 17389.5195 | 99.5% | 17476.9 | 17389.5195
1997-12-09 08:00 | 12 | 54164.3 | 53893.4609 | 99.5% | 50000 | 49749.9838
1997-12-09 09:00 | 12 | 72488.7 | 72126.2266 | 99.5% | 50000 | 49749.9794
1997-12-09 10:00 | 12 | 97042.5 | 96557.3203 | 99.5% | 50000 | 49750.0169
1997-12-09 11:00 | 12 | 115728 | 115149.6875 | 99.5% | 50000 | 49750.1415
1997-12-09 12:00 | 12 | 113264 | 112697.8672 | 99.5% | 50000 | 49750.0826
1997-12-09 13:00 | 12 | 85116.9 | 84691.3047 | 99.5% | 50000 | 49749.9936
1997-12-09 14:00 | 12 | 60449.5 | 60147.2422 | 99.5% | 50000 | 49749.9915
1997-12-09 15:00 | 12 | 26379 | 26247.084 | 99.5% | 26379 | 26247.084
1997-12-09 16:00 | 12 | 1797.01 | 1788.022 | 99.5% | 1797.01 | 1788.022
1997-12-09 17:00 | 12 | 0 | 0 | 0% | 0 | 0
1997-12-09 18:00 | 12 | 0 | 0 | 0% | 0 | 0
1997-12-09 19:00 | 12 | 0 | 0 | 0% | 0 | 0
1997-12-09 20:00 | 12 | 0 | 0 | 0% | 0 | 0
1997-12-09 21:00 | 12 | 0 | 0 | 0% | 0 | 0
1997-12-09 22:00 | 12 | 0 | 0 | 0% | 0 | 0
1997-12-09 23:00 | 12 | 0 | 0 | 0% | 0 | 0
1997-12-10 | 12 | 0 | 0 | 0% | 0 | 0
1997-12-10 01:00 | 12 | 0 | 0 | 0% | 0 | 0
1997-12-10 02:00 | 12 | 0 | 0 | 0% | 0 | 0
1997-12-10 03:00 | 12 | 0 | 0 | 0% | 0 | 0
1997-12-10 04:00 | 12 | 0 | 0 | 0% | 0 | 0
1997-12-10 05:00 | 12 | 0 | 0 | 0% | 0 | 0
1997-12-10 06:00 | 12 | 0.71188 | 0.70832 | 99.5% | 0.71188 | 0.70832
1997-12-10 07:00 | 12 | 17452.3 | 17365.0703 | 99.5% | 17452.3 | 17365.0703
1997-12-10 08:00 | 12 | 52496.5 | 52233.9766 | 99.5% | 50000 | 49749.961
1997-12-10 09:00 | 12 | 72353.2 | 71991.4844 | 99.5% | 50000 | 49750.0348
1997-12-10 10:00 | 12 | 98734.9 | 98241.2031 | 99.5% | 50000 | 49749.9887
1997-12-10 11:00 | 12 | 119945 | 119345.5312 | 99.5% | 50000 | 49750.1068
1997-12-10 12:00 | 12 | 125050 | 124424.3438 | 99.5% | 50000 | 49749.8376
1997-12-10 13:00 | 12 | 100422 | 99920.1094 | 99.5% | 50000 | 49750.1092
1997-12-10 14:00 | 12 | 65021.4 | 64696.2539 | 99.5% | 50000 | 49749.9699
1997-12-10 15:00 | 12 | 26675.7 | 26542.3027 | 99.5% | 26675.7 | 26542.3027
1997-12-10 16:00 | 12 | 1897.52 | 1888.0312 | 99.5% | 1897.52 | 1888.0312
1997-12-10 17:00 | 12 | 0 | 0 | 0% | 0 | 0
1997-12-10 18:00 | 12 | 0 | 0 | 0% | 0 | 0
1997-12-10 19:00 | 12 | 0 | 0 | 0% | 0 | 0
1997-12-10 20:00 | 12 | 0 | 0 | 0% | 0 | 0
1997-12-10 21:00 | 12 | 0 | 0 | 0% | 0 | 0
1997-12-10 22:00 | 12 | 0 | 0 | 0% | 0 | 0
1997-12-10 23:00 | 12 | 0 | 0 | 0% | 0 | 0
1997-12-11 | 12 | 0 | 0 | 0% | 0 | 0
1997-12-11 01:00 | 12 | 0 | 0 | 0% | 0 | 0
1997-12-11 02:00 | 12 | 0 | 0 | 0% | 0 | 0
1997-12-11 03:00 | 12 | 0 | 0 | 0% | 0 | 0
1997-12-11 04:00 | 12 | 0 | 0 | 0% | 0 | 0
1997-12-11 05:00 | 12 | 0 | 0 | 0% | 0 | 0
1997-12-11 06:00 | 12 | 0.66675 | 0.66341 | 99.5% | 0.66675 | 0.66341
1997-12-11 07:00 | 12 | 17149 | 17063.2109 | 99.5% | 17149 | 17063.2109
1997-12-11 08:00 | 12 | 51162.9 | 50907.0742 | 99.5% | 50000 | 49749.989
1997-12-11 09:00 | 12 | 73307.4 | 72940.8125 | 99.5% | 50000 | 49749.9656
1997-12-11 10:00 | 12 | 100828 | 100323.9453 | 99.5% | 50000 | 49750.0423
1997-12-11 11:00 | 12 | 123568 | 122950.1172 | 99.5% | 50000 | 49749.9827
1997-12-11 12:00 | 12 | 123786 | 123167.4844 | 99.5% | 50000 | 49750.1674
1997-12-11 13:00 | 12 | 101176 | 100669.9141 | 99.5% | 50000 | 49749.8982
1997-12-11 14:00 | 12 | 65748.4 | 65419.6602 | 99.5% | 50000 | 49750.0016
1997-12-11 15:00 | 12 | 27255.6 | 27119.2969 | 99.5% | 27255.6 | 27119.2969
1997-12-11 16:00 | 12 | 1859.17 | 1849.8729 | 99.5% | 1859.17 | 1849.8729
1997-12-11 17:00 | 12 | 0 | 0 | 0% | 0 | 0
1997-12-11 18:00 | 12 | 0 | 0 | 0% | 0 | 0
1997-12-11 19:00 | 12 | 0 | 0 | 0% | 0 | 0
1997-12-11 20:00 | 12 | 0 | 0 | 0% | 0 | 0
1997-12-11 21:00 | 12 | 0 | 0 | 0% | 0 | 0
1997-12-11 22:00 | 12 | 0 | 0 | 0% | 0 | 0
1997-12-11 23:00 | 12 | 0 | 0 | 0% | 0 | 0
1997-12-12 | 12 | 0 | 0 | 0% | 0 | 0
1997-12-12 01:00 | 12 | 0 | 0 | 0% | 0 | 0
1997-12-12 02:00 | 12 | 0 | 0 | 0% | 0 | 0
1997-12-12 03:00 | 12 | 0 | 0 | 0% | 0 | 0
1997-12-12 04:00 | 12 | 0 | 0 | 0% | 0 | 0
1997-12-12 05:00 | 12 | 0 | 0 | 0% | 0 | 0
1997-12-12 06:00 | 12 | 0.63362 | 0.63045 | 99.5% | 0.63362 | 0.63045
1997-12-12 07:00 | 12 | 17522.1 | 17434.5234 | 99.5% | 17522.1 | 17434.5234
1997-12-12 08:00 | 12 | 51780.1 | 51521.168 | 99.5% | 50000 | 49749.9696
1997-12-12 09:00 | 12 | 69735.7 | 69386.9844 | 99.5% | 50000 | 49749.9734
1997-12-12 10:00 | 12 | 96992.7 | 96507.7812 | 99.5% | 50000 | 49750.0231
1997-12-12 11:00 | 12 | 123106 | 122490.5234 | 99.5% | 50000 | 49750.0217
1997-12-12 12:00 | 12 | 125976 | 125345.8125 | 99.5% | 50000 | 49749.878
1997-12-12 13:00 | 12 | 101728 | 101219.4609 | 99.5% | 50000 | 49750.0496
1997-12-12 14:00 | 12 | 64128.1 | 63807.4805 | 99.5% | 50000 | 49750.0163
1997-12-12 15:00 | 12 | 25738.8 | 25610.0957 | 99.5% | 25738.8 | 25610.0957
1997-12-12 16:00 | 12 | 1672.92 | 1664.5577 | 99.5% | 1672.92 | 1664.5577
1997-12-12 17:00 | 12 | 0 | 0 | 0% | 0 | 0
1997-12-12 18:00 | 12 | 0 | 0 | 0% | 0 | 0
1997-12-12 19:00 | 12 | 0 | 0 | 0% | 0 | 0
1997-12-12 20:00 | 12 | 0 | 0 | 0% | 0 | 0
1997-12-12 21:00 | 12 | 0 | 0 | 0% | 0 | 0
1997-12-12 22:00 | 12 | 0 | 0 | 0% | 0 | 0
1997-12-12 23:00 | 12 | 0 | 0 | 0% | 0 | 0
1997-12-13 | 12 | 0 | 0 | 0% | 0 | 0
1997-12-13 01:00 | 12 | 0 | 0 | 0% | 0 | 0
1997-12-13 02:00 | 12 | 0 | 0 | 0% | 0 | 0
1997-12-13 03:00 | 12 | 0 | 0 | 0% | 0 | 0
1997-12-13 04:00 | 12 | 0 | 0 | 0% | 0 | 0
1997-12-13 05:00 | 12 | 0 | 0 | 0% | 0 | 0
1997-12-13 06:00 | 12 | 0.47427 | 0.47189 | 99.5% | 0.47427 | 0.47189
1997-12-13 07:00 | 12 | 17184.4 | 17098.4434 | 99.5% | 17184.4 | 17098.4434
1997-12-13 08:00 | 12 | 53311 | 53044.4609 | 99.5% | 50000 | 49750.0149
1997-12-13 09:00 | 12 | 68513.6 | 68171 | 99.5% | 50000 | 49749.9766
1997-12-13 10:00 | 12 | 87818.8 | 87379.6719 | 99.5% | 50000 | 49749.9806
1997-12-13 11:00 | 12 | 105620 | 105091.8672 | 99.5% | 50000 | 49749.9845
1997-12-13 12:00 | 12 | 116233 | 115651.8203 | 99.5% | 50000 | 49749.9937
1997-12-13 13:00 | 12 | 102835 | 102320.3516 | 99.5% | 50000 | 49749.7698
1997-12-13 14:00 | 12 | 60684 | 60380.6211 | 99.5% | 50000 | 49750.0339
1997-12-13 15:00 | 12 | 27205.5 | 27069.4707 | 99.5% | 27205.5 | 27069.4707
1997-12-13 16:00 | 12 | 2034.26 | 2024.0842 | 99.5% | 2034.26 | 2024.0842
1997-12-13 17:00 | 12 | 0 | 0 | 0% | 0 | 0
1997-12-13 18:00 | 12 | 0 | 0 | 0% | 0 | 0
1997-12-13 19:00 | 12 | 0 | 0 | 0% | 0 | 0
1997-12-13 20:00 | 12 | 0 | 0 | 0% | 0 | 0
1997-12-13 21:00 | 12 | 0 | 0 | 0% | 0 | 0
1997-12-13 22:00 | 12 | 0 | 0 | 0% | 0 | 0
1997-12-13 23:00 | 12 | 0 | 0 | 0% | 0 | 0
1997-12-14 | 12 | 0 | 0 | 0% | 0 | 0
1997-12-14 01:00 | 12 | 0 | 0 | 0% | 0 | 0
1997-12-14 02:00 | 12 | 0 | 0 | 0% | 0 | 0
1997-12-14 03:00 | 12 | 0 | 0 | 0% | 0 | 0
1997-12-14 04:00 | 12 | 0 | 0 | 0% | 0 | 0
1997-12-14 05:00 | 12 | 0 | 0 | 0% | 0 | 0
1997-12-14 06:00 | 12 | 15.7993 | 15.7203 | 99.5% | 15.7993 | 15.7203
1997-12-14 07:00 | 12 | 14632.9 | 14559.7051 | 99.5% | 14632.9 | 14559.7051
1997-12-14 08:00 | 12 | 50094.9 | 49844.4141 | 99.5% | 50000 | 49749.9886
1997-12-14 09:00 | 12 | 68946.2 | 68601.5156 | 99.5% | 50000 | 49750.0338
1997-12-14 10:00 | 12 | 92481.6 | 92019.1562 | 99.5% | 50000 | 49749.9807
1997-12-14 11:00 | 12 | 114135 | 113564.5781 | 99.5% | 50000 | 49750.1109
1997-12-14 12:00 | 12 | 118116 | 117524.9609 | 99.5% | 50000 | 49749.8057
1997-12-14 13:00 | 12 | 89366.6 | 88919.7422 | 99.5% | 50000 | 49749.9861
1997-12-14 14:00 | 12 | 60331.9 | 60030.2266 | 99.5% | 50000 | 49749.9884
1997-12-14 15:00 | 12 | 24385.6 | 24263.6719 | 99.5% | 24385.6 | 24263.6719
1997-12-14 16:00 | 12 | 2052.55 | 2042.2886 | 99.5% | 2052.55 | 2042.2886
1997-12-14 17:00 | 12 | 0 | 0 | 0% | 0 | 0
1997-12-14 18:00 | 12 | 0 | 0 | 0% | 0 | 0
1997-12-14 19:00 | 12 | 0 | 0 | 0% | 0 | 0
1997-12-14 20:00 | 12 | 0 | 0 | 0% | 0 | 0
1997-12-14 21:00 | 12 | 0 | 0 | 0% | 0 | 0
1997-12-14 22:00 | 12 | 0 | 0 | 0% | 0 | 0
1997-12-14 23:00 | 12 | 0 | 0 | 0% | 0 | 0
1997-12-15 | 12 | 0 | 0 | 0% | 0 | 0
1997-12-15 01:00 | 12 | 0 | 0 | 0% | 0 | 0
1997-12-15 02:00 | 12 | 0 | 0 | 0% | 0 | 0
1997-12-15 03:00 | 12 | 0 | 0 | 0% | 0 | 0
1997-12-15 04:00 | 12 | 0 | 0 | 0% | 0 | 0
1997-12-15 05:00 | 12 | 0 | 0 | 0% | 0 | 0
1997-12-15 06:00 | 12 | 15.8523 | 15.773 | 99.5% | 15.8523 | 15.773
1997-12-15 07:00 | 12 | 4929.24 | 4904.5962 | 99.5% | 4929.24 | 4904.5962
1997-12-15 08:00 | 12 | 15360.6 | 15283.7969 | 99.5% | 15360.6 | 15283.7969
1997-12-15 09:00 | 12 | 38487.2 | 38294.793 | 99.5% | 38487.2 | 38294.793
1997-12-15 10:00 | 12 | 69199 | 68852.9688 | 99.5% | 50000 | 49749.9738
1997-12-15 11:00 | 12 | 106740 | 106206.2344 | 99.5% | 50000 | 49749.9693
1997-12-15 12:00 | 12 | 107921 | 107381.5703 | 99.5% | 50000 | 49750.0812
1997-12-15 13:00 | 12 | 92648.5 | 92185.2109 | 99.5% | 50000 | 49749.9749
1997-12-15 14:00 | 12 | 61070.2 | 60764.8867 | 99.5% | 50000 | 49750.0309
1997-12-15 15:00 | 12 | 28194.3 | 28053.2988 | 99.5% | 28194.3 | 28053.2988
1997-12-15 16:00 | 12 | 2352.98 | 2341.2163 | 99.5% | 2352.98 | 2341.2163
1997-12-15 17:00 | 12 | 0 | 0 | 0% | 0 | 0
1997-12-15 18:00 | 12 | 0 | 0 | 0% | 0 | 0
1997-12-15 19:00 | 12 | 0 | 0 | 0% | 0 | 0
1997-12-15 20:00 | 12 | 0 | 0 | 0% | 0 | 0
1997-12-15 21:00 | 12 | 0 | 0 | 0% | 0 | 0
1997-12-15 22:00 | 12 | 0 | 0 | 0% | 0 | 0
1997-12-15 23:00 | 12 | 0 | 0 | 0% | 0 | 0
1997-12-16 | 12 | 0 | 0 | 0% | 0 | 0
1997-12-16 01:00 | 12 | 0 | 0 | 0% | 0 | 0
1997-12-16 02:00 | 12 | 0 | 0 | 0% | 0 | 0
1997-12-16 03:00 | 12 | 0 | 0 | 0% | 0 | 0
1997-12-16 04:00 | 12 | 0 | 0 | 0% | 0 | 0
1997-12-16 05:00 | 12 | 0 | 0 | 0% | 0 | 0
1997-12-16 06:00 | 12 | 0 | 0 | 0% | 0 | 0
1997-12-16 07:00 | 12 | 13909.2 | 13839.6211 | 99.5% | 13909.2 | 13839.6211
1997-12-16 08:00 | 12 | 46084.4 | 45853.9453 | 99.5% | 46084.4 | 45853.9453
1997-12-16 09:00 | 12 | 51250 | 50993.7031 | 99.5% | 50000 | 49749.9543
1997-12-16 10:00 | 12 | 83153.7 | 82737.9297 | 99.5% | 50000 | 49749.9989
1997-12-16 11:00 | 12 | 98671.9 | 98178.5391 | 99.5% | 50000 | 49749.9993
1997-12-16 12:00 | 12 | 112035 | 111474.875 | 99.5% | 50000 | 49750.0223
1997-12-16 13:00 | 12 | 95919.3 | 95439.7266 | 99.5% | 50000 | 49750.012
1997-12-16 14:00 | 12 | 65267.9 | 64941.5273 | 99.5% | 50000 | 49749.9746
1997-12-16 15:00 | 12 | 27572.2 | 27434.3027 | 99.5% | 27572.2 | 27434.3027
1997-12-16 16:00 | 12 | 1998.75 | 1988.759 | 99.5% | 1998.75 | 1988.759
1997-12-16 17:00 | 12 | 0 | 0 | 0% | 0 | 0
1997-12-16 18:00 | 12 | 0 | 0 | 0% | 0 | 0
1997-12-16 19:00 | 12 | 0 | 0 | 0% | 0 | 0
1997-12-16 20:00 | 12 | 0 | 0 | 0% | 0 | 0
1997-12-16 21:00 | 12 | 0 | 0 | 0% | 0 | 0
1997-12-16 22:00 | 12 | 0 | 0 | 0% | 0 | 0
1997-12-16 23:00 | 12 | 0 | 0 | 0% | 0 | 0
1997-12-17 | 12 | 0 | 0 | 0% | 0 | 0
1997-12-17 01:00 | 12 | 0 | 0 | 0% | 0 | 0
1997-12-17 02:00 | 12 | 0 | 0 | 0% | 0 | 0
1997-12-17 03:00 | 12 | 0 | 0 | 0% | 0 | 0
1997-12-17 04:00 | 12 | 0 | 0 | 0% | 0 | 0
1997-12-17 05:00 | 12 | 0 | 0 | 0% | 0 | 0
1997-12-17 06:00 | 12 | 0 | 0 | 0% | 0 | 0
1997-12-17 07:00 | 12 | 10580.6 | 10527.6836 | 99.5% | 10580.6 | 10527.6836
1997-12-17 08:00 | 12 | 45973.4 | 45743.5469 | 99.5% | 45973.4 | 45743.5469
1997-12-17 09:00 | 12 | 66763.7 | 66429.9141 | 99.5% | 50000 | 49750.0244
1997-12-17 10:00 | 12 | 86415.5 | 85983.4688 | 99.5% | 50000 | 49750.0268
1997-12-17 11:00 | 12 | 114522 | 113949.3828 | 99.5% | 50000 | 49749.9969
1997-12-17 12:00 | 12 | 118331 | 117738.9297 | 99.5% | 50000 | 49749.8245
1997-12-17 13:00 | 12 | 94648.4 | 94175.1719 | 99.5% | 50000 | 49750.0073
1997-12-17 14:00 | 12 | 65115.9 | 64790.3516 | 99.5% | 50000 | 49750.0239
1997-12-17 15:00 | 12 | 27419 | 27281.9336 | 99.5% | 27419 | 27281.9336
1997-12-17 16:00 | 12 | 2163.34 | 2152.521 | 99.5% | 2163.34 | 2152.521
1997-12-17 17:00 | 12 | 0 | 0 | 0% | 0 | 0
1997-12-17 18:00 | 12 | 0 | 0 | 0% | 0 | 0
1997-12-17 19:00 | 12 | 0 | 0 | 0% | 0 | 0
1997-12-17 20:00 | 12 | 0 | 0 | 0% | 0 | 0
1997-12-17 21:00 | 12 | 0 | 0 | 0% | 0 | 0
1997-12-17 22:00 | 12 | 0 | 0 | 0% | 0 | 0
1997-12-17 23:00 | 12 | 0 | 0 | 0% | 0 | 0
1997-12-18 | 12 | 0 | 0 | 0% | 0 | 0
1997-12-18 01:00 | 12 | 0 | 0 | 0% | 0 | 0
1997-12-18 02:00 | 12 | 0 | 0 | 0% | 0 | 0
1997-12-18 03:00 | 12 | 0 | 0 | 0% | 0 | 0
1997-12-18 04:00 | 12 | 0 | 0 | 0% | 0 | 0
1997-12-18 05:00 | 12 | 0 | 0 | 0% | 0 | 0
1997-12-18 06:00 | 12 | 0 | 0 | 0% | 0 | 0
1997-12-18 07:00 | 12 | 8116.68 | 8076.0928 | 99.5% | 8116.68 | 8076.0928
1997-12-18 08:00 | 12 | 30446.1 | 30293.9062 | 99.5% | 30446.1 | 30293.9062
1997-12-18 09:00 | 12 | 25750.1 | 25621.3145 | 99.5% | 25750.1 | 25621.3145
1997-12-18 10:00 | 12 | 59101.8 | 58806.3047 | 99.5% | 50000 | 49750.0116
1997-12-18 11:00 | 12 | 32484.6 | 32322.1387 | 99.5% | 32484.6 | 32322.1387
1997-12-18 12:00 | 12 | 31872.9 | 31713.5293 | 99.5% | 31872.9 | 31713.5293
1997-12-18 13:00 | 12 | 26975 | 26840.1465 | 99.5% | 26975 | 26840.1465
1997-12-18 14:00 | 12 | 18694.4 | 18600.9688 | 99.5% | 18694.4 | 18600.9688
1997-12-18 15:00 | 12 | 8698.3 | 8654.8115 | 99.5% | 8698.3 | 8654.8115
1997-12-18 16:00 | 12 | 1210.52 | 1204.463 | 99.5% | 1210.52 | 1204.463
1997-12-18 17:00 | 12 | 0 | 0 | 0% | 0 | 0
1997-12-18 18:00 | 12 | 0 | 0 | 0% | 0 | 0
1997-12-18 19:00 | 12 | 0 | 0 | 0% | 0 | 0
1997-12-18 20:00 | 12 | 0 | 0 | 0% | 0 | 0
1997-12-18 21:00 | 12 | 0 | 0 | 0% | 0 | 0
1997-12-18 22:00 | 12 | 0 | 0 | 0% | 0 | 0
1997-12-18 23:00 | 12 | 0 | 0 | 0% | 0 | 0
1997-12-19 | 12 | 0 | 0 | 0% | 0 | 0
1997-12-19 01:00 | 12 | 0 | 0 | 0% | 0 | 0
1997-12-19 02:00 | 12 | 0 | 0 | 0% | 0 | 0
1997-12-19 03:00 | 12 | 0 | 0 | 0% | 0 | 0
1997-12-19 04:00 | 12 | 0 | 0 | 0% | 0 | 0
1997-12-19 05:00 | 12 | 0 | 0 | 0% | 0 | 0
1997-12-19 06:00 | 12 | 0 | 0 | 0% | 0 | 0
1997-12-19 07:00 | 12 | 14848.8 | 14774.5234 | 99.5% | 14848.8 | 14774.5234
1997-12-19 08:00 | 12 | 47141.5 | 46905.7695 | 99.5% | 47141.5 | 46905.7695
1997-12-19 09:00 | 12 | 66484.8 | 66152.3203 | 99.5% | 50000 | 49749.9581
1997-12-19 10:00 | 12 | 90391.4 | 89939.4844 | 99.5% | 50000 | 49750.0229
1997-12-19 11:00 | 12 | 114954 | 114379.1953 | 99.5% | 50000 | 49749.9849
1997-12-19 12:00 | 12 | 120227 | 119626.0234 | 99.5% | 50000 | 49750.0659
1997-12-19 13:00 | 12 | 98730.9 | 98237.2109 | 99.5% | 50000 | 49749.9825
1997-12-19 14:00 | 12 | 65784.4 | 65455.5 | 99.5% | 50000 | 49750.0167
1997-12-19 15:00 | 12 | 27603.3 | 27465.2617 | 99.5% | 27603.3 | 27465.2617
1997-12-19 16:00 | 12 | 2456.69 | 2444.4102 | 99.5% | 2456.69 | 2444.4102
1997-12-19 17:00 | 12 | 0 | 0 | 0% | 0 | 0
1997-12-19 18:00 | 12 | 0 | 0 | 0% | 0 | 0
1997-12-19 19:00 | 12 | 0 | 0 | 0% | 0 | 0
1997-12-19 20:00 | 12 | 0 | 0 | 0% | 0 | 0
1997-12-19 21:00 | 12 | 0 | 0 | 0% | 0 | 0
1997-12-19 22:00 | 12 | 0 | 0 | 0% | 0 | 0
1997-12-19 23:00 | 12 | 0 | 0 | 0% | 0 | 0
1997-12-20 | 12 | 0 | 0 | 0% | 0 | 0
1997-12-20 01:00 | 12 | 0 | 0 | 0% | 0 | 0
1997-12-20 02:00 | 12 | 0 | 0 | 0% | 0 | 0
1997-12-20 03:00 | 12 | 0 | 0 | 0% | 0 | 0
1997-12-20 04:00 | 12 | 0 | 0 | 0% | 0 | 0
1997-12-20 05:00 | 12 | 0 | 0 | 0% | 0 | 0
1997-12-20 06:00 | 12 | 0 | 0 | 0% | 0 | 0
1997-12-20 07:00 | 12 | 11710.1 | 11651.5957 | 99.5% | 11710.1 | 11651.5957
1997-12-20 08:00 | 12 | 44400.6 | 44178.5859 | 99.5% | 44400.6 | 44178.5859
1997-12-20 09:00 | 12 | 64390.9 | 64068.9375 | 99.5% | 50000 | 49749.9938
1997-12-20 10:00 | 12 | 89221.3 | 88775.1797 | 99.5% | 50000 | 49749.9923
1997-12-20 11:00 | 12 | 111738 | 111179.2188 | 99.5% | 50000 | 49749.9592
1997-12-20 12:00 | 12 | 114492 | 113919.3203 | 99.5% | 50000 | 49749.9041
1997-12-20 13:00 | 12 | 94328.2 | 93856.5859 | 99.5% | 50000 | 49750.0143
1997-12-20 14:00 | 12 | 62522.3 | 62209.707 | 99.5% | 50000 | 49750.0148
1997-12-20 15:00 | 12 | 24669.2 | 24545.8242 | 99.5% | 24669.2 | 24545.8242
1997-12-20 16:00 | 12 | 2286.57 | 2275.1389 | 99.5% | 2286.57 | 2275.1389
1997-12-20 17:00 | 12 | 0 | 0 | 0% | 0 | 0
1997-12-20 18:00 | 12 | 0 | 0 | 0% | 0 | 0
1997-12-20 19:00 | 12 | 0 | 0 | 0% | 0 | 0
1997-12-20 20:00 | 12 | 0 | 0 | 0% | 0 | 0
1997-12-20 21:00 | 12 | 0 | 0 | 0% | 0 | 0
1997-12-20 22:00 | 12 | 0 | 0 | 0% | 0 | 0
1997-12-20 23:00 | 12 | 0 | 0 | 0% | 0 | 0
1997-12-21 | 12 | 0 | 0 | 0% | 0 | 0
1997-12-21 01:00 | 12 | 0 | 0 | 0% | 0 | 0
1997-12-21 02:00 | 12 | 0 | 0 | 0% | 0 | 0
1997-12-21 03:00 | 12 | 0 | 0 | 0% | 0 | 0
1997-12-21 04:00 | 12 | 0 | 0 | 0% | 0 | 0
1997-12-21 05:00 | 12 | 0 | 0 | 0% | 0 | 0
1997-12-21 06:00 | 12 | 0 | 0 | 0% | 0 | 0
1997-12-21 07:00 | 12 | 14884 | 14809.5801 | 99.5% | 14884 | 14809.5801
1997-12-21 08:00 | 12 | 25460.1 | 25332.8145 | 99.5% | 25460.1 | 25332.8145
1997-12-21 09:00 | 12 | 26189.4 | 26058.4375 | 99.5% | 26189.4 | 26058.4375
1997-12-21 10:00 | 12 | 32729.5 | 32565.875 | 99.5% | 32729.5 | 32565.875
1997-12-21 11:00 | 12 | 36226.1 | 36044.9844 | 99.5% | 36226.1 | 36044.9844
1997-12-21 12:00 | 12 | 35382.8 | 35205.8594 | 99.5% | 35382.8 | 35205.8594
1997-12-21 13:00 | 12 | 30590 | 30437.0703 | 99.5% | 30590 | 30437.0703
1997-12-21 14:00 | 12 | 22568.4 | 22455.5566 | 99.5% | 22568.4 | 22455.5566
1997-12-21 15:00 | 12 | 12086.9 | 12026.4512 | 99.5% | 12086.9 | 12026.4512
1997-12-21 16:00 | 12 | 1800.36 | 1791.3571 | 99.5% | 1800.36 | 1791.3571
1997-12-21 17:00 | 12 | 0 | 0 | 0% | 0 | 0
1997-12-21 18:00 | 12 | 0 | 0 | 0% | 0 | 0
1997-12-21 19:00 | 12 | 0 | 0 | 0% | 0 | 0
1997-12-21 20:00 | 12 | 0 | 0 | 0% | 0 | 0
1997-12-21 21:00 | 12 | 0 | 0 | 0% | 0 | 0
1997-12-21 22:00 | 12 | 0 | 0 | 0% | 0 | 0
1997-12-21 23:00 | 12 | 0 | 0 | 0% | 0 | 0
1997-12-22 | 12 | 0 | 0 | 0% | 0 | 0
1997-12-22 01:00 | 12 | 0 | 0 | 0% | 0 | 0
1997-12-22 02:00 | 12 | 0 | 0 | 0% | 0 | 0
1997-12-22 03:00 | 12 | 0 | 0 | 0% | 0 | 0
1997-12-22 04:00 | 12 | 0 | 0 | 0% | 0 | 0
1997-12-22 05:00 | 12 | 0 | 0 | 0% | 0 | 0
1997-12-22 06:00 | 12 | 0 | 0 | 0% | 0 | 0
1997-12-22 07:00 | 12 | 9259.36 | 9213.0596 | 99.5% | 9259.36 | 9213.0596
1997-12-22 08:00 | 12 | 36657.6 | 36474.3164 | 99.5% | 36657.6 | 36474.3164
1997-12-22 09:00 | 12 | 41378.7 | 41171.7617 | 99.5% | 41378.7 | 41171.7617
1997-12-22 10:00 | 12 | 59138.4 | 58842.7578 | 99.5% | 50000 | 49750.0421
1997-12-22 11:00 | 12 | 113440 | 112872.7891 | 99.5% | 50000 | 49749.9952
1997-12-22 12:00 | 12 | 81144 | 80738.3281 | 99.5% | 50000 | 49750.0297
1997-12-22 13:00 | 12 | 67889.4 | 67549.9141 | 99.5% | 50000 | 49749.9713
1997-12-22 14:00 | 12 | 59700.2 | 59401.7344 | 99.5% | 50000 | 49750.0296
1997-12-22 15:00 | 12 | 24518.3 | 24395.6992 | 99.5% | 24518.3 | 24395.6992
1997-12-22 16:00 | 12 | 2518.79 | 2506.1931 | 99.5% | 2518.79 | 2506.1931
1997-12-22 17:00 | 12 | 0 | 0 | 0% | 0 | 0
1997-12-22 18:00 | 12 | 0 | 0 | 0% | 0 | 0
1997-12-22 19:00 | 12 | 0 | 0 | 0% | 0 | 0
1997-12-22 20:00 | 12 | 0 | 0 | 0% | 0 | 0
1997-12-22 21:00 | 12 | 0 | 0 | 0% | 0 | 0
1997-12-22 22:00 | 12 | 0 | 0 | 0% | 0 | 0
1997-12-22 23:00 | 12 | 0 | 0 | 0% | 0 | 0
1997-12-23 | 12 | 0 | 0 | 0% | 0 | 0
1997-12-23 01:00 | 12 | 0 | 0 | 0% | 0 | 0
1997-12-23 02:00 | 12 | 0 | 0 | 0% | 0 | 0
1997-12-23 03:00 | 12 | 0 | 0 | 0% | 0 | 0
1997-12-23 04:00 | 12 | 0 | 0 | 0% | 0 | 0
1997-12-23 05:00 | 12 | 0 | 0 | 0% | 0 | 0
1997-12-23 06:00 | 12 | 0 | 0 | 0% | 0 | 0
1997-12-23 07:00 | 12 | 12887.9 | 12823.4775 | 99.5% | 12887.9 | 12823.4775
1997-12-23 08:00 | 12 | 48505.6 | 48263.0234 | 99.5% | 48505.6 | 48263.0234
1997-12-23 09:00 | 12 | 68336.5 | 67994.7734 | 99.5% | 50000 | 49749.9678
1997-12-23 10:00 | 12 | 92693.7 | 92230.2656 | 99.5% | 50000 | 49750.0184
1997-12-23 11:00 | 12 | 116196 | 115614.6016 | 99.5% | 50000 | 49749.8199
1997-12-23 12:00 | 12 | 120371 | 119768.7969 | 99.5% | 50000 | 49749.8554
1997-12-23 13:00 | 12 | 100713 | 100209.5703 | 99.5% | 50000 | 49750.0672
1997-12-23 14:00 | 12 | 64962 | 64637.1719 | 99.5% | 50000 | 49749.986
1997-12-23 15:00 | 12 | 24635 | 24511.7793 | 99.5% | 24635 | 24511.7793
1997-12-23 16:00 | 12 | 2943.49 | 2928.7744 | 99.5% | 2943.49 | 2928.7744
1997-12-23 17:00 | 12 | 0 | 0 | 0% | 0 | 0
1997-12-23 18:00 | 12 | 0 | 0 | 0% | 0 | 0
1997-12-23 19:00 | 12 | 0 | 0 | 0% | 0 | 0
1997-12-23 20:00 | 12 | 0 | 0 | 0% | 0 | 0
1997-12-23 21:00 | 12 | 0 | 0 | 0% | 0 | 0
1997-12-23 22:00 | 12 | 0 | 0 | 0% | 0 | 0
1997-12-23 23:00 | 12 | 0 | 0 | 0% | 0 | 0
1997-12-24 | 12 | 0 | 0 | 0% | 0 | 0
1997-12-24 01:00 | 12 | 0 | 0 | 0% | 0 | 0
1997-12-24 02:00 | 12 | 0 | 0 | 0% | 0 | 0
1997-12-24 03:00 | 12 | 0 | 0 | 0% | 0 | 0
1997-12-24 04:00 | 12 | 0 | 0 | 0% | 0 | 0
1997-12-24 05:00 | 12 | 0 | 0 | 0% | 0 | 0
1997-12-24 06:00 | 12 | 0 | 0 | 0% | 0 | 0
1997-12-24 07:00 | 12 | 13460.2 | 13392.875 | 99.5% | 13460.2 | 13392.875
1997-12-24 08:00 | 12 | 39843.4 | 39644.207 | 99.5% | 39843.4 | 39644.207
1997-12-24 09:00 | 12 | 69440.5 | 69093.2656 | 99.5% | 50000 | 49749.977
1997-12-24 10:00 | 12 | 85226.1 | 84800.0156 | 99.5% | 50000 | 49750.0271
1997-12-24 11:00 | 12 | 93082.1 | 92616.7344 | 99.5% | 50000 | 49750.0241
1997-12-24 12:00 | 12 | 125449 | 124822.1484 | 99.5% | 50000 | 49750.1568
1997-12-24 13:00 | 12 | 101595 | 101087.1094 | 99.5% | 50000 | 49750.0415
1997-12-24 14:00 | 12 | 69148.7 | 68802.9688 | 99.5% | 50000 | 49750.0089
1997-12-24 15:00 | 12 | 29978 | 29828.0801 | 99.5% | 29978 | 29828.0801
1997-12-24 16:00 | 12 | 3402.95 | 3385.9392 | 99.5% | 3402.95 | 3385.9392
1997-12-24 17:00 | 12 | 0 | 0 | 0% | 0 | 0
1997-12-24 18:00 | 12 | 0 | 0 | 0% | 0 | 0
1997-12-24 19:00 | 12 | 0 | 0 | 0% | 0 | 0
1997-12-24 20:00 | 12 | 0 | 0 | 0% | 0 | 0
1997-12-24 21:00 | 12 | 0 | 0 | 0% | 0 | 0
1997-12-24 22:00 | 12 | 0 | 0 | 0% | 0 | 0
1997-12-24 23:00 | 12 | 0 | 0 | 0% | 0 | 0
1997-12-25 | 12 | 0 | 0 | 0% | 0 | 0
1997-12-25 01:00 | 12 | 0 | 0 | 0% | 0 | 0
1997-12-25 02:00 | 12 | 0 | 0 | 0% | 0 | 0
1997-12-25 03:00 | 12 | 0 | 0 | 0% | 0 | 0
1997-12-25 04:00 | 12 | 0 | 0 | 0% | 0 | 0
1997-12-25 05:00 | 12 | 0 | 0 | 0% | 0 | 0
1997-12-25 06:00 | 12 | 0 | 0 | 0% | 0 | 0
1997-12-25 07:00 | 12 | 12680.2 | 12616.7783 | 99.5% | 12680.2 | 12616.7783
1997-12-25 08:00 | 12 | 49296.3 | 49049.8398 | 99.5% | 49296.3 | 49049.8398
1997-12-25 09:00 | 12 | 69142.4 | 68796.6562 | 99.5% | 50000 | 49749.977
1997-12-25 10:00 | 12 | 93025.3 | 92560.1953 | 99.5% | 50000 | 49750.0117
1997-12-25 11:00 | 12 | 118711 | 118117.3359 | 99.5% | 50000 | 49749.9541
1997-12-25 12:00 | 12 | 124734 | 124110.3125 | 99.5% | 50000 | 49749.993
1997-12-25 13:00 | 12 | 104728 | 104204.6953 | 99.5% | 50000 | 49750.1601
1997-12-25 14:00 | 12 | 70942.7 | 70588.0234 | 99.5% | 50000 | 49750.026
1997-12-25 15:00 | 12 | 29971.9 | 29822.0898 | 99.5% | 29971.9 | 29822.0898
1997-12-25 16:00 | 12 | 3288.59 | 3272.1477 | 99.5% | 3288.59 | 3272.1477
1997-12-25 17:00 | 12 | 0 | 0 | 0% | 0 | 0
1997-12-25 18:00 | 12 | 0 | 0 | 0% | 0 | 0
1997-12-25 19:00 | 12 | 0 | 0 | 0% | 0 | 0
1997-12-25 20:00 | 12 | 0 | 0 | 0% | 0 | 0
1997-12-25 21:00 | 12 | 0 | 0 | 0% | 0 | 0
1997-12-25 22:00 | 12 | 0 | 0 | 0% | 0 | 0
1997-12-25 23:00 | 12 | 0 | 0 | 0% | 0 | 0
1997-12-26 | 12 | 0 | 0 | 0% | 0 | 0
1997-12-26 01:00 | 12 | 0 | 0 | 0% | 0 | 0
1997-12-26 02:00 | 12 | 0 | 0 | 0% | 0 | 0
1997-12-26 03:00 | 12 | 0 | 0 | 0% | 0 | 0
1997-12-26 04:00 | 12 | 0 | 0 | 0% | 0 | 0
1997-12-26 05:00 | 12 | 0 | 0 | 0% | 0 | 0
1997-12-26 06:00 | 12 | 0 | 0 | 0% | 0 | 0
1997-12-26 07:00 | 12 | 13352.3 | 13285.5547 | 99.5% | 13352.3 | 13285.5547
1997-12-26 08:00 | 12 | 50802 | 50548.0234 | 99.5% | 50000 | 49750.0329
1997-12-26 09:00 | 12 | 69404.3 | 69057.3047 | 99.5% | 50000 | 49750.0189
1997-12-26 10:00 | 12 | 94565 | 94092.1719 | 99.5% | 50000 | 49749.9983
1997-12-26 11:00 | 12 | 119802 | 119202.7422 | 99.5% | 50000 | 49749.8966
1997-12-26 12:00 | 12 | 126566 | 125933.0859 | 99.5% | 50000 | 49749.9668
1997-12-26 13:00 | 12 | 107272 | 106735.3984 | 99.5% | 50000 | 49749.8874
1997-12-26 14:00 | 12 | 72544.5 | 72181.7656 | 99.5% | 50000 | 49749.9918
1997-12-26 15:00 | 12 | 30773.5 | 30619.5918 | 99.5% | 30773.5 | 30619.5918
1997-12-26 16:00 | 12 | 3333.78 | 3317.1157 | 99.5% | 3333.78 | 3317.1157
1997-12-26 17:00 | 12 | 0 | 0 | 0% | 0 | 0
1997-12-26 18:00 | 12 | 0 | 0 | 0% | 0 | 0
1997-12-26 19:00 | 12 | 0 | 0 | 0% | 0 | 0
1997-12-26 20:00 | 12 | 0 | 0 | 0% | 0 | 0
1997-12-26 21:00 | 12 | 0 | 0 | 0% | 0 | 0
1997-12-26 22:00 | 12 | 0 | 0 | 0% | 0 | 0
1997-12-26 23:00 | 12 | 0 | 0 | 0% | 0 | 0
1997-12-27 | 12 | 0 | 0 | 0% | 0 | 0
1997-12-27 01:00 | 12 | 0 | 0 | 0% | 0 | 0
1997-12-27 02:00 | 12 | 0 | 0 | 0% | 0 | 0
1997-12-27 03:00 | 12 | 0 | 0 | 0% | 0 | 0
1997-12-27 04:00 | 12 | 0 | 0 | 0% | 0 | 0
1997-12-27 05:00 | 12 | 0 | 0 | 0% | 0 | 0
1997-12-27 06:00 | 12 | 0 | 0 | 0% | 0 | 0
1997-12-27 07:00 | 12 | 12693.5 | 12629.9824 | 99.5% | 12693.5 | 12629.9824
1997-12-27 08:00 | 12 | 49675.7 | 49427.2773 | 99.5% | 49675.7 | 49427.2773
1997-12-27 09:00 | 12 | 68937.7 | 68593.0469 | 99.5% | 50000 | 49750.0257
1997-12-27 10:00 | 12 | 91850 | 91390.7891 | 99.5% | 50000 | 49750.0213
1997-12-27 11:00 | 12 | 119530 | 118932.2109 | 99.5% | 50000 | 49749.9418
1997-12-27 12:00 | 12 | 123682 | 123063.1719 | 99.5% | 50000 | 49749.831
1997-12-27 13:00 | 12 | 104105 | 103584.8438 | 99.5% | 50000 | 49750.1771
1997-12-27 14:00 | 12 | 63882.2 | 63562.8203 | 99.5% | 50000 | 49750.0245
1997-12-27 15:00 | 12 | 30557.6 | 30404.8379 | 99.5% | 30557.6 | 30404.8379
1997-12-27 16:00 | 12 | 3600.47 | 3582.4629 | 99.5% | 3600.47 | 3582.4629
1997-12-27 17:00 | 12 | 0 | 0 | 0% | 0 | 0
1997-12-27 18:00 | 12 | 0 | 0 | 0% | 0 | 0
1997-12-27 19:00 | 12 | 0 | 0 | 0% | 0 | 0
1997-12-27 20:00 | 12 | 0 | 0 | 0% | 0 | 0
1997-12-27 21:00 | 12 | 0 | 0 | 0% | 0 | 0
1997-12-27 22:00 | 12 | 0 | 0 | 0% | 0 | 0
1997-12-27 23:00 | 12 | 0 | 0 | 0% | 0 | 0
1997-12-28 | 12 | 0 | 0 | 0% | 0 | 0
1997-12-28 01:00 | 12 | 0 | 0 | 0% | 0 | 0
1997-12-28 02:00 | 12 | 0 | 0 | 0% | 0 | 0
1997-12-28 03:00 | 12 | 0 | 0 | 0% | 0 | 0
1997-12-28 04:00 | 12 | 0 | 0 | 0% | 0 | 0
1997-12-28 05:00 | 12 | 0 | 0 | 0% | 0 | 0
1997-12-28 06:00 | 12 | 0 | 0 | 0% | 0 | 0
1997-12-28 07:00 | 12 | 11221.6 | 11165.4688 | 99.5% | 11221.6 | 11165.4688
1997-12-28 08:00 | 12 | 41197.1 | 40991.0977 | 99.5% | 41197.1 | 40991.0977
1997-12-28 09:00 | 12 | 65259.1 | 64932.8516 | 99.5% | 50000 | 49750.0361
1997-12-28 10:00 | 12 | 80168.1 | 79767.2734 | 99.5% | 50000 | 49750.0087
1997-12-28 11:00 | 12 | 108115 | 107574.6016 | 99.5% | 50000 | 49750.0817
1997-12-28 12:00 | 12 | 105590 | 105061.5547 | 99.5% | 50000 | 49749.7655
1997-12-28 13:00 | 12 | 81220.4 | 80814.2969 | 99.5% | 50000 | 49749.9993
1997-12-28 14:00 | 12 | 63444.5 | 63127.2461 | 99.5% | 50000 | 49749.9752
1997-12-28 15:00 | 12 | 28855.3 | 28711.0508 | 99.5% | 28855.3 | 28711.0508
1997-12-28 16:00 | 12 | 4115.47 | 4094.8955 | 99.5% | 4115.47 | 4094.8955
1997-12-28 17:00 | 12 | 0 | 0 | 0% | 0 | 0
1997-12-28 18:00 | 12 | 0 | 0 | 0% | 0 | 0
1997-12-28 19:00 | 12 | 0 | 0 | 0% | 0 | 0
1997-12-28 20:00 | 12 | 0 | 0 | 0% | 0 | 0
1997-12-28 21:00 | 12 | 0 | 0 | 0% | 0 | 0
1997-12-28 22:00 | 12 | 0 | 0 | 0% | 0 | 0
1997-12-28 23:00 | 12 | 0 | 0 | 0% | 0 | 0
1997-12-29 | 12 | 0 | 0 | 0% | 0 | 0
1997-12-29 01:00 | 12 | 0 | 0 | 0% | 0 | 0
1997-12-29 02:00 | 12 | 0 | 0 | 0% | 0 | 0
1997-12-29 03:00 | 12 | 0 | 0 | 0% | 0 | 0
1997-12-29 04:00 | 12 | 0 | 0 | 0% | 0 | 0
1997-12-29 05:00 | 12 | 0 | 0 | 0% | 0 | 0
1997-12-29 06:00 | 12 | 0 | 0 | 0% | 0 | 0
1997-12-29 07:00 | 12 | 11956.7 | 11896.9219 | 99.5% | 11956.7 | 11896.9219
1997-12-29 08:00 | 12 | 45572 | 45344.1172 | 99.5% | 45572 | 45344.1172
1997-12-29 09:00 | 12 | 61566.7 | 61258.8398 | 99.5% | 50000 | 49749.9784
1997-12-29 10:00 | 12 | 69138.7 | 68793.0469 | 99.5% | 50000 | 49750.0292
1997-12-29 11:00 | 12 | 98686.5 | 98193.0781 | 99.5% | 50000 | 49750.0054
1997-12-29 12:00 | 12 | 90964.7 | 90509.8594 | 99.5% | 50000 | 49749.9906
1997-12-29 13:00 | 12 | 66491.1 | 66158.6484 | 99.5% | 50000 | 49750.003
1997-12-29 14:00 | 12 | 66055.8 | 65725.5469 | 99.5% | 50000 | 49750.0196
1997-12-29 15:00 | 12 | 29785.7 | 29636.7578 | 99.5% | 29785.7 | 29636.7578
1997-12-29 16:00 | 12 | 4688.53 | 4665.0874 | 99.5% | 4688.53 | 4665.0874
1997-12-29 17:00 | 12 | 0 | 0 | 0% | 0 | 0
1997-12-29 18:00 | 12 | 0 | 0 | 0% | 0 | 0
1997-12-29 19:00 | 12 | 0 | 0 | 0% | 0 | 0
1997-12-29 20:00 | 12 | 0 | 0 | 0% | 0 | 0
1997-12-29 21:00 | 12 | 0 | 0 | 0% | 0 | 0
1997-12-29 22:00 | 12 | 0 | 0 | 0% | 0 | 0
1997-12-29 23:00 | 12 | 0 | 0 | 0% | 0 | 0
1997-12-30 | 12 | 0 | 0 | 0% | 0 | 0
1997-12-30 01:00 | 12 | 0 | 0 | 0% | 0 | 0
1997-12-30 02:00 | 12 | 0 | 0 | 0% | 0 | 0
1997-12-30 03:00 | 12 | 0 | 0 | 0% | 0 | 0
1997-12-30 04:00 | 12 | 0 | 0 | 0% | 0 | 0
1997-12-30 05:00 | 12 | 0 | 0 | 0% | 0 | 0
1997-12-30 06:00 | 12 | 0 | 0 | 0% | 0 | 0
1997-12-30 07:00 | 12 | 11488.1 | 11430.6289 | 99.5% | 11488.1 | 11430.6289
1997-12-30 08:00 | 12 | 46683.3 | 46449.9141 | 99.5% | 46683.3 | 46449.9141
1997-12-30 09:00 | 12 | 61426.6 | 61119.4844 | 99.5% | 50000 | 49750.0141
1997-12-30 10:00 | 12 | 71315.4 | 70958.8125 | 99.5% | 50000 | 49749.9926
1997-12-30 11:00 | 12 | 109556 | 109008.0625 | 99.5% | 50000 | 49749.9281
1997-12-30 12:00 | 12 | 42137.6 | 41926.918 | 99.5% | 42137.6 | 41926.918
1997-12-30 13:00 | 12 | 33752.6 | 33583.7969 | 99.5% | 33752.6 | 33583.7969
1997-12-30 14:00 | 12 | 31765.6 | 31606.7285 | 99.5% | 31765.6 | 31606.7285
1997-12-30 15:00 | 12 | 21210.6 | 21104.584 | 99.5% | 21210.6 | 21104.584
1997-12-30 16:00 | 12 | 2958.56 | 2943.77 | 99.5% | 2958.56 | 2943.77
1997-12-30 17:00 | 12 | 0 | 0 | 0% | 0 | 0
1997-12-30 18:00 | 12 | 0 | 0 | 0% | 0 | 0
1997-12-30 19:00 | 12 | 0 | 0 | 0% | 0 | 0
1997-12-30 20:00 | 12 | 0 | 0 | 0% | 0 | 0
1997-12-30 21:00 | 12 | 0 | 0 | 0% | 0 | 0
1997-12-30 22:00 | 12 | 0 | 0 | 0% | 0 | 0
1997-12-30 23:00 | 12 | 0 | 0 | 0% | 0 | 0
1997-12-31 | 12 | 0 | 0 | 0% | 0 | 0
1997-12-31 01:00 | 12 | 0 | 0 | 0% | 0 | 0
1997-12-31 02:00 | 12 | 0 | 0 | 0% | 0 | 0
1997-12-31 03:00 | 12 | 0 | 0 | 0% | 0 | 0
1997-12-31 04:00 | 12 | 0 | 0 | 0% | 0 | 0
1997-12-31 05:00 | 12 | 0 | 0 | 0% | 0 | 0
1997-12-31 06:00 | 12 | 0 | 0 | 0% | 0 | 0
1997-12-31 07:00 | 12 | 8131.22 | 8090.5591 | 99.5% | 8131.22 | 8090.5591
1997-12-31 08:00 | 12 | 43091 | 42875.582 | 99.5% | 43091 | 42875.582
1997-12-31 09:00 | 12 | 57351.3 | 57064.5664 | 99.5% | 50000 | 49750.02
1997-12-31 10:00 | 12 | 89457.9 | 89010.6484 | 99.5% | 50000 | 49750.0212
1997-12-31 11:00 | 12 | 90995.8 | 90540.7812 | 99.5% | 50000 | 49749.9782
1997-12-31 12:00 | 12 | 106771 | 106237.4219 | 99.5% | 50000 | 49750.1297
1997-12-31 13:00 | 12 | 95072.8 | 94597.4688 | 99.5% | 50000 | 49750.0172
1997-12-31 14:00 | 12 | 66589.7 | 66256.7266 | 99.5% | 50000 | 49749.9813
1997-12-31 15:00 | 12 | 29936.6 | 29786.8711 | 99.5% | 29936.6 | 29786.8711
1997-12-31 16:00 | 12 | 4359.34 | 4337.5391 | 99.5% | 4359.34 | 4337.5391
1997-12-31 17:00 | 12 | 0 | 0 | 0% | 0 | 0
1997-12-31 18:00 | 12 | 0 | 0 | 0% | 0 | 0
1997-12-31 19:00 | 12 | 0 | 0 | 0% | 0 | 0
1997-12-31 20:00 | 12 | 0 | 0 | 0% | 0 | 0
1997-12-31 21:00 | 12 | 0 | 0 | 0% | 0 | 0
1997-12-31 22:00 | 12 | 0 | 0 | 0% | 0 | 0
1997-12-31 23:00 | 12 | 0 | 0 | 0% | 0 | 0